## ALL
Category | Brand | Item | Description | MSRP | MAP | TotAv | OH | PA | NV | GA | AZ | TX | PA-Cabot | UPC_Code | UPS | Wt | Image_URL | Spec | CA_Prop65_Img | Country of Origin | Category 1 | Category 2 | Color | Accessories | Truck Points | Feature 1 | Feature 2 | Feature 3 | Feature 4 | Feature 5 | Shipping Dims | Long Description
Tilt Wall Mounts | Middle Atlantic | MM3-C-120-BK | MON MT,DYN,CLMN,SINGLE | 479 | 431.1 | [8 empty] | 656747390098 | Y | 15 |  |  | https://assetserver.net/_assets/_prop65/prop65 label.jpg |  | Mounts & Racks | Tilt Wall Mounts |  |  | 0 | Device Supported: Monitor | Number of Displays Supported: 1 | Maximum Load Capacity: 25 lb | Height Adjustable: Yes | Features: Ergonomic | 33.500 x 17.500 x 6.500
Floor Stands | Middle Atlantic | FM-DS-4875FS-AA3B | Forum Free-Standing 48" Display Stand - For Displays 42-55" | 6758 | 6082.2 | [8 empty] | 656747397981 | N | 318 |  | https://assetserver.net/_assets/middle atlantic/pdf/fmds4875fsaa3b-spec.pdf | https://assetserver.net/_assets/_prop65/ca prop 65 short form label.jpg |  | Mounts & Racks | Floor Stands |  |  | 0 | Maximum Screen Size Supported: 55" | Application/Usage: Display Screen | The upper tower and display shroud are Charcoal Gray Acoustic Felt | The Free-Standing Display Stand and display shroud are wrapped in Charcoal Gray acoustic fabric to limit audio reverberation for the highest quality audio experience for local and remote participants. | The acoustic material is made of 100% polyester containing up to 50% of recycled plastic bottles (PET). |  | The Forum 2 Bay (48" Wide) Free-Standing Display Stand is designed for workspaces when hybrid collaboration is necessary in either open or closed spaces. A Free-Standing Display Stand with an included Chief Fusion Fixed display mount for a single 42" to 55" displays wrapped in acoustic felt for crystal clear meetings.
Floor Stands | Middle Atlantic | FM-DS-4875FS-AD8W | Forum Free-Standing 48" Display Stand - For Displays 42-55" | 6758 | 6082.2 | [8 empty] | 656747397998 | N | 318 |  | https://assetserver.net/_assets/middle atlantic/pdf/fmds4875fsad8w-spec.pdf | https://assetserver.net/_assets/_prop65/ca prop 65 short form label.jpg |  | Mounts & Racks | Floor Stands |  |  | 0 | Maximum Screen Size Supported: 55" | Application/Usage: Display Screen | The upper tower and display shroud are Silver Gray Acoustic Felt | The Free-Standing Display Stand and display shroud are wrapped in Silver Gray acoustic fabric to limit audio reverberation for the highest quality audio experience for local and remote participants. | The acoustic material is made of 100% polyester containing up to 50% of recycled plastic bottles (PET). |  | The Forum 2 Bay (48" Wide) Free-Standing Display Stand is designed for workspaces when hybrid collaboration is necessary in either open or closed spaces. This is how Hybrid works. A Free-Standing Display Stand with an included Chief Fusion Fixed display mount for a single 42" to 55" displays wrapped in acoustic felt for crystal clear meetings.
Floor Stands | Middle Atlantic | FM-DS-4875FS-BA3B | Forum Free-Standing 48" Display Stand - For Displays 55-65" | 6866 | 6179.4 | [8 empty] | 656747398001 | N | 0 | https://assetserver.net/_assets/middle atlantic/1000/fmds4875fsba3b.jpg | https://assetserver.net/_assets/middle atlantic/pdf/fmds4875fsba3b-spec.pdf | https://assetserver.net/_assets/_prop65/ca prop 65 short form label.jpg |  | Mounts & Racks | Floor Stands |  |  | 0 | Application/Usage: Display Screen | The slim base takes up minimal floor space and can accept Wiremold OFR and Connectrac Raceways underneath with the 1” leveling foot. | The base is powder coated in a satin black | The upper tower and display shroud are Charcoal Gray Acoustic Felt | The equipment storage area is Wilsonart Asian Night high pressure laminate (HPL) |  | The Forum 2 Bay (48" Wide) Free-Standing Display Stand is designed for workspaces when hybrid collaboration is necessary in either open or closed spaces. This is how Hybrid works. A Free-Standing Display Stand with an included Chief Fusion Fixed display mount for a single 55" to 65" displays wrapped in acoustic felt for crystal clear meetings. The Free-Standing Display Stand and display shroud are wrapped in Charcoal Gray acoustic fabric to limit audio reverberation for the highest quality audio experience for local and remote participants. The access doors on the front of the Free-Standing Display Stand slide open for unimpeded access to equipment. The rear also has panels on the top and bottom that are removable for full access to the equipment from behind the display stand.
Floor Stands | Middle Atlantic | FM-DS-4875FS-BD8W | Forum Free-Standing 48" Display Stand - For Displays 55-65" | 6866 | 6179.4 | [8 empty] | 656747398018 | N | 252 |  | https://assetserver.net/_assets/middle atlantic/pdf/fmds4875fsbd8w-spec.pdf | https://assetserver.net/_assets/_prop65/ca prop 65 short form label.jpg | US | Mounts & Racks | Floor Stands |  |  | 0 | Maximum Screen Size Supported: 65" | Application/Usage: Display Screen | The upper tower and display shroud are Silver Gray Acoustic Felt | The acoustic material is made of 100% polyester containing up to 50% of recycled plastic bottles (PET). | The slim base takes up minimal floor space and can accept Wiremold OFR and Connectrac Raceways underneath with the 1” leveling foot. | 48.000 x 9.000 x 77.000 | The Forum 2 Bay (48" Wide) Free-Standing Display Stand is designed for workspaces when hybrid collaboration is necessary in either open or closed spaces. This is how Hybrid works. A Free-Standing Display Stand with an included Chief Fusion Fixed display mount for a single 55" to 65" displays wrapped in acoustic felt for crystal clear meetings. The Free-Standing Display Stand and display shroud are wrapped in Silver Gray acoustic fabric to limit audio reverberation for the highest quality audio experience for local and remote participants.
Floor Stands | Middle Atlantic | FM-DS-4875FS-CA3B | Forum Free-Standing 48" Display Stand - For Displays 65-75" | 6973 | 6275.7 | [8 empty] | 656747398025 | N | 253 | https://assetserver.net/_assets/middle atlantic/1000/fmds4875fsca3b.jpg | https://assetserver.net/_assets/middle atlantic/pdf/fmds4875fsca3b-spec.pdf | https://assetserver.net/_assets/_prop65/ca prop 65 short form label.jpg | US | Mounts & Racks | Floor Stands |  |  | 0 | Maximum Screen Size Supported: 75" | Application/Usage: Display Screen | Form Factor: Freestanding | The slim base takes up minimal floor space and can accept Wiremold OFR and Connectrac Raceways underneath with the 1” leveling foot. | Enough equipment mounting to support any videoconferencing system with vertical rack mounting and small device mounting with patented Lever Lock. | 81.000 x 44.000 x 80.000 | The Forum 2 Bay (48" Wide) Free-Standing Display Stand is designed for workspaces when hybrid collaboration is necessary in either open or closed spaces. This is how Hybrid works. A Free-Standing Display Stand with an included Chief Fusion Fixed display mount for a single 65" to 75" displays wrapped in acoustic felt for crystal clear meetings. The Free-Standing Display Stand and display shroud are wrapped in Charcoal Gray acoustic fabric to limit audio reverberation for the highest quality audio experience for local and remote participants.
Floor Stands | Middle Atlantic | FM-DS-4875FS-CD8W | Forum Free-Standing 48" Display Stand - For Displays 65-75" | 6973 | 6275.7 | [8 empty] | 656747398032 | N | 0 | https://assetserver.net/_assets/middle atlantic/1000/fmds4875fscd8w.jpg | https://assetserver.net/_assets/middle atlantic/pdf/fmds4875fscd8w-spec.pdf | https://assetserver.net/_assets/_prop65/ca prop 65 short form label.jpg |  | Mounts & Racks | Floor Stands |  |  | 0 | Maximum Screen Size Supported: 75" | Application/Usage: Display Screen | The upper tower and display shroud are Silver Gray Acoustic Felt | The acoustic material is made of 100% polyester containing up to 50% of recycled plastic bottles (PET). | Enough equipment mounting to support any videoconferencing system with vertical rack mounting and small device mounting with patented Lever Lock. |  | The Forum 2 Bay (48" Wide) Free-Standing Display Stand is designed for workspaces when hybrid collaboration is necessary in either open or closed spaces. This is how Hybrid works. A Free-Standing Display Stand with an included Chief Fusion Fixed display mount for a single 65" to 75" displays wrapped in acoustic felt for crystal clear meetings.
Floor Stands | Middle Atlantic | FM-DS-4875FW-AA3B | Forum Floor-to-Wall Mounted Display Stand - 42-55" Display" | 5364 | 4827.6 | [8 empty] | 656747398421 | N | 0 | https://assetserver.net/_assets/middle atlantic/1000/fmds4875fwaa3b.jpg | https://assetserver.net/_assets/middle atlantic/pdf/fmds4875fwaa3b-spec.pdf | https://assetserver.net/_assets/_prop65/ca prop 65 short form label.jpg |  | Mounts & Racks | Floor Stands |  |  | 0 | Maximum Screen Size Supported: 75" | Application/Usage: Display Screen | The access doors on the front of the Floor-to-Wall Display Stand slide open for unimpeded access to equipment. | Enough equipment mounting to support any videoconferencing system with vertical rack mounting and small device mounting with patented Lever Lock. | At less than 6" deep off the wall the display stand takes up minimal floor space and can accept Wiremold OFR and Connectrac Raceways underneath with the 1” leveling foot. |  | The Forum 2 Bay (48" Wide) Floor-to-Wall Display Stand is designed for workspaces when hybrid collaboration is necessary in either open or closed spaces and can be secured to a wall. This is how Hybrid works. A Floor-to-Wall Display Stand with an included Chief Fusion Fixed display mount for a single 42" to 55" displays wrapped in acoustic felt for crystal clear meetings.
Floor Stands | Middle Atlantic | FM-DS-4875FW-AD8W | Forum Floor-to-Wall Mounted Display Stand - 42-55" Display" | 5364 | 4827.6 | [8 empty] | 656747398438 | N | 0 | https://assetserver.net/_assets/middle atlantic/1000/fmds4875fwad8w.jpg | https://assetserver.net/_assets/middle atlantic/pdf/fmds4875fwad8w-spec.pdf | https://assetserver.net/_assets/_prop65/ca prop 65 short form label.jpg |  | Mounts & Racks | Floor Stands |  |  | 0 | The Forum&trade; 2 Bay (48" Wide) Floor-to-Wall Display Stand is designed for workspaces when hybrid collaboration is necessary in either open or closed spaces and can be secured to a wall. | This is how Hybrid works. | A Floor-to-Wall Display Stand with an included Chief Fusion Fixed display mount for a single 42" to 55" displays wrapped in acoustic felt for crystal clear meetings. | The base is powder coated in semi-gloss white | The equipment storage area is Wilsonart Designer White high pressure laminate (HPL) |  | The Forum 2 Bay (48" Wide) Floor-to-Wall Display Stand is designed for workspaces when hybrid collaboration is necessary in either open or closed spaces and can be secured to a wall. This is how Hybrid works. A Floor-to-Wall Display Stand with an included Chief Fusion Fixed display mount for a single 42" to 55" displays wrapped in acoustic felt for crystal clear meetings.
Floor Stands | Middle Atlantic | FM-DS-4875FW-BA3B | Forum Floor-to-Wall Mounted Display Stand - 55-65" Display" | 5472 | 4924.8 | [8 empty] | 656747398445 | N | 0 | https://assetserver.net/_assets/middle atlantic/1000/fmds4875fwba3b.jpg | https://assetserver.net/_assets/middle atlantic/pdf/fmds4875fwba3b-spec.pdf | https://assetserver.net/_assets/_prop65/ca prop 65 short form label.jpg |  | Mounts & Racks | Floor Stands |  |  | 0 | Maximum Screen Size Supported: 65" | Application/Usage: Display Screen | Features: Mountable | Enough equipment mounting to support any video conferencing system with vertical rack mounting and small device mounting with patented Lever Lock. |  |  | The Forum 2 Bay (48" Wide) Floor-to-Wall Display Stand is designed for workspaces when hybrid collaboration is necessary in either open or closed spaces and can be secured to a wall. This is how Hybrid works. A Floor-to-Wall Display Stand with an included Chief Fusion Fixed display mount for a single 55" to 65" displays wrapped in acoustic felt for crystal clear meetings.
Floor Stands | Middle Atlantic | FM-DS-4875FW-BD8W | Forum Floor-to-Wall Mounted Display Stand - 55-65" Display" | 5472 | 4924.8 | [8 empty] | 656747398452 | N | 0 | https://assetserver.net/_assets/middle atlantic/1000/fmds4875fwbd8w.jpg | https://assetserver.net/_assets/middle atlantic/pdf/fmds4875fwbd8w-spec.pdf | https://assetserver.net/_assets/_prop65/ca prop 65 short form label.jpg |  | Mounts & Racks | Floor Stands |  |  | 0 | Maximum Screen Size Supported: 65" | Application/Usage: Display Screen | The acoustic material is made of 100% polyester containing up to 50% of recycled plastic bottles (PET). |  |  |  | The Forum 2 Bay (48" Wide) Floor-to-Wall Display Stand is designed for workspaces when hybrid collaboration is necessary in either open or closed spaces and can be secured to a wall. This is how Hybrid works. A Floor-to-Wall Display Stand with an included Chief Fusion Fixed display mount for a single 55" to 65" displays wrapped in acoustic felt for crystal clear meetings.
Floor Stands | Middle Atlantic | FM-DS-4875FW-CA3B | Forum Floor-to-Wall Mounted Display Stand - 65-75" Display" | 5579 | 5021.1 | [8 empty] | 656747398469 | N | 0 | https://assetserver.net/_assets/middle atlantic/1000/fmds4875fwca3b.jpg | https://assetserver.net/_assets/middle atlantic/pdf/fmds4875fwca3b-spec.pdf | https://assetserver.net/_assets/_prop65/ca prop 65 short form label.jpg |  | Mounts & Racks | Floor Stands |  |  | 0 | Maximum Screen Size Supported: 75" | Application/Usage: Display Screen | Features: Mountable | The base is powder coated in satin black | Installs quickly and secures to the wall with minimal hardware and fasteners |  | The Forum 2 Bay (48" Wide) Floor-to-Wall Display Stand is designed for workspaces when hybrid collaboration is necessary in either open or closed spaces and can be secured to a wall. This is how Hybrid works. A Floor-to-Wall Display Stand with an included Chief Fusion Fixed display mount for a single 65" to 75" displays wrapped in acoustic felt for crystal clear meetings.
Floor Stands | Middle Atlantic | FM-DS-4875FW-CD8W | Forum Floor-to-Wall Mounted Display Stand - 65-75" Display" | 5579 | 5021.1 | [8 empty] | 656747398476 | N | 0 |  | https://assetserver.net/_assets/middle atlantic/pdf/fmds4875fwcd8w-spec.pdf | https://assetserver.net/_assets/_prop65/ca prop 65 short form label.jpg |  | Mounts & Racks | Floor Stands |  |  | 0 | Maximum Screen Size Supported: 75" | Application/Usage: Display Screen | Features: Mountable | Installs quickly and secures to the wall with minimal hardware and fasteners |  |  | The Forum 2 Bay (48" Wide) Floor-to-Wall Display Stand is designed for workspaces when hybrid collaboration is necessary in either open or closed spaces and can be secured to a wall. This is how Hybrid works. A Floor-to-Wall Display Stand with an included Chief Fusion Fixed display mount for a single 65" to 75" displays wrapped in acoustic felt for crystal clear meetings.
Floor Stands | Middle Atlantic | FM-DS-6675FS-DA3B | Forum Free-Standing 66" Display Stand - For Displays 70-75" | 8368 | 7531.2 | [8 empty] | 656747398483 | N | 0 |  |  | https://assetserver.net/_assets/_prop65/ca prop 65 short form label.jpg |  | Mounts & Racks | Floor Stands |  |  | 0 | Maximum Screen Size Supported: 75" | Application/Usage: Display Screen | The access doors on the front of the Free-Standing Display Stand slide open for unimpeded access to equipment. The rear also has panels on the top and bottom that are removeable for full access to the equipment from behind the display stand. | Enough equipment mounting to support any videoconferencing system with vertical rack mounting and small device mounting with patented Lever Lock. | Minimum footprint, maximum experience. |  | The Forum 3 Bay (66" Wide) Free-Standing Display Stand is designed for workspaces when hybrid collaboration is necessary in either open or closed spaces. This is how Hybrid works. A Free-Standing Display Stand with an included Chief Fusion Modular Extrusion and fixed interface brackets for a single 70" to 75" displays wrapped in acoustic felt for crystal clear meetings.
Floor Stands | Middle Atlantic | FM-DS-6675FS-DD8W | Forum Free-Standing 66" Display Stand - For Displays 70-75" | 8368 | 7531.2 | [8 empty] | 656747398490 | N | 0 |  | https://assetserver.net/_assets/middle atlantic/pdf/fmds6675fsdd8w-spec.pdf | https://assetserver.net/_assets/_prop65/ca prop 65 short form label.jpg |  | Mounts & Racks | Floor Stands |  |  | 0 | Maximum Screen Size Supported: 75" | Application/Usage: Display Screen | Minimum footprint, maximum experience. | Weight Capacity Display 150 lbs |  |  | The Forum 3 Bay (66" Wide) Free-Standing Display Stand is designed for workspaces when hybrid collaboration is necessary in either open or closed spaces. This is how Hybrid works. A Free-Standing Display Stand with an included Chief Fusion Modular Extrusion and fixed interface brackets for a single 70" to 75" displays wrapped in acoustic felt for crystal clear meetings.
Floor Stands | Middle Atlantic | FM-DS-6675FS-EA3B | Forum Free-Standing 66" Display Stand - For Displays 80-85" | 8540 | 7686 | [8 empty] | 656747398506 | N | 0 | https://assetserver.net/_assets/middle atlantic/1000/fmds6675fsea3b.jpg | https://assetserver.net/_assets/middle atlantic/pdf/fmds6675fsea3b-spec.pdf | https://assetserver.net/_assets/_prop65/ca prop 65 short form label.jpg |  | Mounts & Racks | Floor Stands |  |  | 0 | Maximum Screen Size Supported: 85" | Application/Usage: Display Screen | Enough equipment mounting to support any videoconferencing system with vertical rack mounting and small device mounting with patented Lever Lock. | The slim base takes up minimal floor space and can accept Wiremold OFR and Connectrac Raceways underneath with the 1” leveling foot. |  |  | The Forum 3 Bay (66" Wide) Free-Standing Display Stand is designed for workspaces when hybrid collaboration is necessary in either open or closed spaces. This is how Hybrid works. A Free-Standing Display Stand with an included Chief Fusion Modular Extrusion and fixed interface brackets for a single 80" to 85" displays wrapped in acoustic felt for crystal clear meetings.
Floor Stands | Middle Atlantic | FM-DS-6675FS-ED8W | Forum Free-Standing 66" Display Stand - For Displays 80-85" | 8540 | 7686 | [8 empty] | 656747398513 | N | 0 | https://assetserver.net/_assets/middle atlantic/1000/fmds6675fsed8w.jpg | https://assetserver.net/_assets/middle atlantic/pdf/fmds6675fsed8w-spec.pdf | https://assetserver.net/_assets/_prop65/ca prop 65 short form label.jpg |  | Mounts & Racks | Floor Stands |  |  | 0 | Maximum Screen Size Supported: 85" | Application/Usage: Display Screen | The upper tower and display shroud are Silver Gray Acoustic Felt | Enough equipment mounting to support any videoconferencing system with vertical rack mounting and small device mounting with patented Lever Lock. | The access doors on the front of the Free-Standing Display Stand slide open for unimpeded access to equipment. |  | The Forum 3 Bay (66" Wide) Free-Standing Display Stand is designed for workspaces when hybrid collaboration is necessary in either open or closed spaces. This is how Hybrid works. A Free-Standing Display Stand with an included Chief Fusion Modular Extrusion and fixed interface brackets for a single 80" to 85" displays wrapped in acoustic felt for crystal clear meetings.
Floor Stands | Middle Atlantic | FM-DS-6675FS-FA3B | Forum Free-Standing 66" 3 Bay Display Stand for 90" to 100" | 8626 | 7763.4 | [8 empty] | 656747398520 | Y | 317.5 |  | https://assetserver.net/_assets/middle atlantic/pdf/fmds6675fsfa3b-spec.pdf | https://assetserver.net/_assets/_prop65/ca prop 65 short form label.jpg | US-United States | Mounts & Racks | Floor Stands |  |  | 0 | Maximum Screen Size Supported: 100" | Maximum Load Capacity: 200 lb | Application/Usage: Display Screen | Application/Usage: Video Conferencing System | Features: Powder Coated |  | The Forum 3 Bay (66" Wide) Free-Standing Display Stand is designed for workspaces when hybrid collaboration is necessary for either open or closed spaces. A Free-Standing Display Stand with an included Chief Fusion Modular Extrusion and fixed interface brackets for single 90" to 100" displays wrapped in acoustic felt for crystal clear meetings. The Free-Standing Display Stand and display shroud are wrapped in Charcoal Gray acoustic fabric to limit audio reverberation for the highest quality audio experience for local and remote participants. The acoustic material is made of 100% polyester containing up to 50% of recycled plastic bottles (PET).
Floor Stands | Middle Atlantic | FM-DS-6675FS-FD8W | Forum Free-Standing 66" 3 Bay Display Stand for 90" to 100" | 8626 | 7763.4 | [8 empty] | 656747398537 | Y | 0 | https://assetserver.net/_assets/middle atlantic/1000/fmds6675fsfd8w.jpg | https://assetserver.net/_assets/middle atlantic/pdf/fmds6675fsfd8w-spec.pdf | https://assetserver.net/_assets/_prop65/ca prop 65 short form label.jpg | US-United States | Mounts & Racks | Floor Stands |  |  | 0 | Maximum Screen Size Supported: 100" | Application/Usage: Display Screen | The base is powder coated in a semi-gloss white | The equipment storage area is Wilsonart Designer White high pressure laminate (HPL) | The upper tower and display shroud are Silver Gray Acoustic Felt |  | The Forum 3 Bay (66" Wide) Free-Standing Display Stand is designed for workspaces when hybrid collaboration is necessary in either open or closed spaces. This is how Hybrid works. A Free-Standing Display Stand with an included Chief Fusion Modular Extrusion and fixed interface brackets for a single 90" to 100" displays wrapped in acoustic felt for crystal clear meetings.
Floor Stands | Middle Atlantic | FM-DS-6675FS-GA3B | Forum Free-Standing 66" Display Stand - 90-100" Display | 8883 | 7994.7 | [8 empty] | 656747398605 | N | 0 | https://assetserver.net/_assets/middle atlantic/1000/fmds6675fsga3b.jpg | https://assetserver.net/_assets/middle atlantic/pdf/fmds6675fsga3b-spec.pdf | https://assetserver.net/_assets/_prop65/ca prop 65 short form label.jpg |  | Mounts & Racks | Floor Stands |  |  | 0 | Maximum Screen Size Supported: 55" | Finishing: Powder Coated | Application/Usage: Display Screen | Application/Usage: Conferencing | Features: Lockable |  | The Forum 3 Bay (66" Wide) Free-Standing Display Stand is designed for workspaces when hybrid collaboration is necessary in either open or closed spaces. This is how Hybrid works. A Free-Standing Display Stand with an included Chief Fusion Modular Extrusion and fixed interface brackets for a dual 50" to 55" displays wrapped in acoustic felt for crystal clear meetings.
Floor Stands | Middle Atlantic | FM-DS-6675FS-GD8W | Forum Free-Standing 66" Dual Display Stand 50-55" Displays | 8883 | 7994.7 | [8 empty] | 656747398612 | N | 0 | https://assetserver.net/_assets/middle atlantic/1000/fmds6675fsgd8w.jpg | https://assetserver.net/_assets/middle atlantic/pdf/fmds6675fsgd8w-spec.pdf | https://assetserver.net/_assets/_prop65/ca prop 65 short form label.jpg |  | Mounts & Racks | Floor Stands |  |  | 0 | Maximum Screen Size Supported: 55" | Minimum Load Capacity: 200 lb | Application/Usage: Display Screen | Features: Dual Display | Product Color: Designer White |  | The Forum 3 Bay (66" Wide) Free-Standing Display Stand is designed for workspaces when hybrid collaboration is necessary in either open or closed spaces. This is how Hybrid works. A Free-Standing Display Stand with an included Chief Fusion Modular Extrusion and fixed interface brackets for a dual 50" to 55" displays wrapped in acoustic felt for crystal clear meetings.
Floor Stands | Middle Atlantic | FM-DS-6675FS-HA3B | Forum Free-Standing 66" Dual Display Stand 50-55" Displays | 9012 | 8110.8 | [8 empty] | 656747398629 | N | 0 | https://assetserver.net/_assets/middle atlantic/1000/fmds6675fsha3b.jpg | https://assetserver.net/_assets/middle atlantic/pdf/fmds6675fsha3b-spec.pdf | https://assetserver.net/_assets/_prop65/ca prop 65 short form label.jpg |  | Mounts & Racks | Floor Stands |  |  | 0 | Maximum Screen Size Supported: 65" | Maximum Load Capacity: 300 lb | Finishing: Powder Coated | Application/Usage: Equipment | Application/Usage: Display Screen |  | The Forum 3 Bay (66" Wide) Free-Standing Display Stand is designed for workspaces when hybrid collaboration is necessary in either open or closed spaces. This is how Hybrid works. A Free-Standing Display Stand with an included Chief Fusion Modular Extrusion and fixed interface brackets for a dual 55" to 65" displays wrapped in acoustic felt for crystal clear meetings.
Floor Stands | Middle Atlantic | FM-DS-6675FS-HD8W | Forum Free-Standing 66" Dual Display Stand 50-55" Displays | 9012 | 8110.8 | [8 empty] | 656747398636 | N | 0 | https://assetserver.net/_assets/middle atlantic/1000/fmds6675fshd8w.jpg | https://assetserver.net/_assets/middle atlantic/pdf/fmds6675fshd8w-spec.pdf | https://assetserver.net/_assets/_prop65/ca prop 65 short form label.jpg |  | Mounts & Racks | Floor Stands |  |  | 0 | Maximum Screen Size Supported: 65" | Maximum Load Capacity: 299.39 lb | Finishing: Powder Coated | Finishing: Semi Gloss | Application/Usage: Display Screen |  | The Forum 3 Bay (66" Wide) Free-Standing Display Stand is designed for workspaces when hybrid collaboration is necessary in either open or closed spaces. This is how Hybrid works. A Free-Standing Display Stand with an included Chief Fusion Modular Extrusion and fixed interface brackets for a dual 55" to 65" displays wrapped in acoustic felt for crystal clear meetings.
Floor Stands | Middle Atlantic | FM-DS-6675FS-JA3B | Forum Free-Standing 66" Dual Display Stand 65-75" Displays | 9140 | 8226 | [8 empty] | 656747398643 | N | 0 | https://assetserver.net/_assets/middle atlantic/1000/fmds6675fsja3b.jpg | https://assetserver.net/_assets/middle atlantic/pdf/fmds6675fsja3b-spec.pdf | https://assetserver.net/_assets/_prop65/ca prop 65 short form label.jpg |  | Mounts & Racks | Floor Stands |  |  | 0 | Maximum Screen Size Supported: 75" | Minimum Load Capacity: 50 lb | Maximum Load Capacity: 150 lb | Application/Usage: Display Screen | Features: Dual Display |  | The Forum 3 Bay 66" Wide Free Standing Display Stand is designed for workspaces when hybrid collaboration is necessary in either open or closed spaces. This is how Hybrid works. A Free-Standing Display Stand with an included Chief Fusion Modular Extrusion and fixed interface brackets for a dual 65" to 75" displays wrapped in acoustic felt for crystal clear meetings.
Floor Stands | Middle Atlantic | FM-DS-6675FS-JD8W | Forum Free-Standing 66" Dual Display Stand 65-75" Displays | 9140 | 8226 | [8 empty] | 656747398650 | N | 0 | https://assetserver.net/_assets/middle atlantic/1000/fmds6675fsjd8w.jpg | https://assetserver.net/_assets/middle atlantic/pdf/fmds6675fsjd8w-spec.pdf | https://assetserver.net/_assets/_prop65/ca prop 65 short form label.jpg |  | Mounts & Racks | Floor Stands |  |  | 0 | Maximum Screen Size Supported: 75" | Finishing: Powder Coated | Finishing: Semi Gloss | Application/Usage: Display Screen | Application/Usage: Conferencing |  | The Forum 3 Bay 66" Wide Free-Standing Display Stand is designed for workspaces when hybrid collaboration is necessary in either open or closed spaces. This is how Hybrid works. A Free-Standing Display Stand with an included Chief Fusion Modular Extrusion and fixed interface brackets for a dual 65" to 75" displays wrapped in acoustic felt for crystal clear meetings.
Floor Stands | Middle Atlantic | FM-DS-6675FS-KA3B | Forum Free-Standing 66" Display Stand for 81" Display | 8711 | 7839.9 | [8 empty] | 656747398704 | Y | 0 | https://assetserver.net/_assets/middle atlantic/1000/fmds6675fska3b.jpg | https://assetserver.net/_assets/middle atlantic/pdf/fmds6675fska3b-spec.pdf | https://assetserver.net/_assets/_prop65/ca prop 65 short form label.jpg | US-United States | Mounts & Racks | Floor Stands |  |  | 0 | Maximum Screen Size Supported: 81" | Application/Usage: Display Screen | Enough equipment mounting to support any videoconferencing system with vertical rack mounting and small device mounting with patented Lever Lock. |  |  |  | The Forum 3 Bay 66" Wide Free-Standing Display Stand is designed for workspaces when hybrid collaboration is necessary in either open or closed spaces. This is how Hybrid works. A Free-Standing Display Stand with an included Chief Fusion Modular Extrusion and fixed interface brackets for a single 81" 21:9 Ultra-Wide aspect ratio display, like the Jupiter Pana 81, wrapped in acoustic felt for crystal clear meetings.
Floor Stands | Middle Atlantic | FM-DS-6675FS-KD8W | Forum Free-Standing 66" Display Stand for 81" Display | 8711 | 7839.9 | [8 empty] | 656747398711 | Y | 0 | https://assetserver.net/_assets/middle atlantic/1000/fmds6675fskd8w.jpg | https://assetserver.net/_assets/middle atlantic/pdf/fmds6675fskd8w-spec.pdf | https://assetserver.net/_assets/_prop65/ca prop 65 short form label.jpg | US-United States | Mounts & Racks | Floor Stands |  |  | 0 | Maximum Screen Size Supported: 81" | Application/Usage: Display Screen | Enough equipment mounting to support any videoconferencing system with vertical rack mounting and small device mounting with patented Lever Lock. | The slim base takes up minimal floor space and can accept Wiremold OFR and Connectrac Raceways underneath with the 1” leveling foot. |  |  | The Forum 3 Bay 66" Wide Free-Standing Display Stand is designed for workspaces when hybrid collaboration is necessary in either open or closed spaces. This is how Hybrid works. A Free-Standing Display Stand with an included Chief Fusion Modular Extrusion and fixed interface brackets for a single 81" 21:9 Ultra-Wide aspect ratio display, like the Jupiter Pana 81, wrapped in acoustic felt for crystal clear meetings.
Floor Stands | Middle Atlantic | FM-DS-6675FS-LA3B | Forum Free-Standing 66" Display Stand for 105" Display | 8883 | 7994.7 | [8 empty] | 656747398728 | N | 0 | https://assetserver.net/_assets/middle atlantic/1000/fmds6675fsla3b.jpg | https://assetserver.net/_assets/middle atlantic/pdf/fmds6675fsla3b-spec.pdf | https://assetserver.net/_assets/_prop65/ca prop 65 short form label.jpg |  | Mounts & Racks | Floor Stands |  |  | 0 | Maximum Screen Size Supported: 105" | Application/Usage: Display Screen | Enough equipment mounting to support any videoconferencing system with vertical rack mounting and small device mounting with patented Lever Lock. | The slim base takes up minimal floor space and can accept Wiremold OFR and Connectrac Raceways underneath with the 1” leveling foot. |  |  | The Forum 3 Bay 66" Wide Free-Standing Display Stand is designed for workspaces when hybrid collaboration is necessary in either open or closed spaces. This is how Hybrid works. A Free-Standing Display Stand with an included Chief Fusion Modular Extrusion and fixed interface brackets for a single 105" 21:9 Ultra-Wide aspect ratio display, like the Jupiter Pana 105, wrapped in acoustic felt for crystal clear meetings.
Floor Stands | Middle Atlantic | FM-DS-6675FS-LD8W | Forum Free-Standing 66" Display Stand for 105" Display | 8883 | 7994.7 | [8 empty] | 656747398735 | N | 0 | https://assetserver.net/_assets/middle atlantic/1000/fmds6675fsld8w.jpg | https://assetserver.net/_assets/middle atlantic/pdf/fmds6675fsld8w-spec.pdf | https://assetserver.net/_assets/_prop65/ca prop 65 short form label.jpg |  | Mounts & Racks | Floor Stands |  |  | 0 | Maximum Screen Size Supported: 105" | Application/Usage: Display Screen | Enough equipment mounting to support any videoconferencing system with vertical rack mounting and small device mounting with patented Lever Lock. | The slim base takes up minimal floor space and can accept Wiremold OFR and Connectrac Raceways underneath with the 1” leveling foot. |  |  | The Forum 3 Bay 66" Wide Free-Standing Display Stand is designed for workspaces when hybrid collaboration is necessary in either open or closed spaces. This is how Hybrid works. A Free-Standing Display Stand with an included Chief Fusion Modular Extrusion and fixed interface brackets for a single 105" 21:9 Ultra-Wide aspect ratio display, like the Jupiter Pana 105, wrapped in acoustic felt for crystal clear meetings.
Floor Stands | Middle Atlantic | FM-DS-6675FS-MD8W | FRM,DSTAND,66WX75H,FSTD,D7685,D8,WHT | 9140 | 8226 | [8 empty] | 0656747404627 | N | 0 | https://assetserver.net/_assets/middle atlantic/1000/fmds6675fsmd8w.jpg | https://assetserver.net/_assets/middle atlantic/pdf/fmds6675fsmd8w-spec.pdf |  | US-United States of America | Mounts & Racks | Floor Stands |  |  | 0 | [6 empty] | The Forum™ 3 Bay (66" Wide) Free-Standing Display Stand is designed for workspaces when hybrid collaboration is necessary in either open or closed spaces. This is how Hybrid works. A Free-Standing Display Stand with an included Chief Fusion Modular Extrusion and fixed interface brackets for a single 105" 21:9 Ultra-Wide aspect ratio display, like the Jupiter Pana 105, wrapped in acoustic felt for crystal clear meetings. I’m not hearing an echo. The Free-Standing Display Stand and display shroud are wrapped in Silver Gray acoustic fabric to limit audio reverberation for the highest quality audio experience for local and remote participants. Full Access to Equipment. The access doors on the front of the Free-Standing Display Stand slide open for unimpeded access to equipment. The rear also has panels on the top and bottom that are removeable for full access to the equipment from behind the display stand. 4RU + Lever Lock™! Enough equipment mounting to support any videoconferencing system with vertical rack mounting and small device mounting with patented Lever Lock. Minimum footprint, maximum experience. The slim base takes up minimal floor space and can accept Wiremold OFR and Connectrac Raceways underneath with the 1” leveling foot.
Floor Stands | Middle Atlantic | FM-DS-6675FW-DA3B | Forum Floor-to-Wall Mounted Display Stand - 70-75" Display" | 6436 | 5792.4 | [8 empty] | 656747398124 | N | 0 | https://assetserver.net/_assets/middle atlantic/1000/fmds6675fwda3b.jpg | https://assetserver.net/_assets/middle atlantic/pdf/fmds6675fwda3b-spec.pdf | https://assetserver.net/_assets/_prop65/ca prop 65 short form label.jpg |  | Mounts & Racks | Floor Stands |  |  | 0 | Device Supported: Display Screen | Device Supported: A/V Equipment | Device Supported: Video Conferencing System | Device Supported: Microphone | Device Supported: Controller |  | The Forum 3 Bay 66" Wide Floor-to-Wall Display Stand is designed for workspaces when hybrid collaboration is necessary in either open or closed spaces and can be secured to a wall. This is how Hybrid works. A Floor-to-Wall Display Stand with an included Chief Fusion Modular Extrusion and fixed interface brackets for a single 70" to 75" displays wrapped in acoustic felt for crystal clear meetings.
Floor Stands | Middle Atlantic | FM-DS-6675FW-DD8W | Forum Floor-to-Wall Mounted Display Stand - 70-75" Display" | 6436 | 5792.4 | [8 empty] | 656747398131 | N | 0 | https://assetserver.net/_assets/middle atlantic/1000/fmds6675fwdd8w.jpg | https://assetserver.net/_assets/middle atlantic/pdf/fmds6675fwdd8w-spec.pdf | https://assetserver.net/_assets/_prop65/ca prop 65 short form label.jpg |  | Mounts & Racks | Floor Stands |  |  | 0 | Device Supported: Display Screen | Device Supported: A/V Equipment | Device Supported: Video Conferencing System | Device Supported: Microphone | Device Supported: Controller |  | The Forum 3 Bay 66" Wide Floor-to-Wall Display Stand is designed for workspaces when hybrid collaboration is necessary in either open or closed spaces and can be secured to a wall. This is how Hybrid works. A Floor-to-Wall Display Stand with an included Chief Fusion Modular Extrusion and fixed interface brackets for a single 70" to 75" displays wrapped in acoustic felt for crystal clear meetings.
Floor Stands | Middle Atlantic | FM-DS-6675FW-EA3B | Forum Floor-to-Wall Mounted Display Stand - 80-85" Display" | 6609 | 5948.1 | [8 empty] | 656747398148 | N | 0 | https://assetserver.net/_assets/middle atlantic/1000/fmds6675fwea3b.jpg | https://assetserver.net/_assets/middle atlantic/pdf/fmds6675fwea3b-spec.pdf | https://assetserver.net/_assets/_prop65/ca prop 65 short form label.jpg |  | Mounts & Racks | Floor Stands |  |  | 0 | Maximum Screen Size Supported: 85" | Application/Usage: Display Screen | Enough equipment mounting to support any videoconferencing system with vertical rack mounting and small device mounting with patented Lever Lock. | At less than 6" deep off the wall the display stand takes up minimal floor space and can accept Wiremold OFR and Connectrac Raceways underneath with the 1” leveling foot. |  |  | The Forum 3 Bay 66" Wide Floor-to-Wall Display Stand is designed for workspaces when hybrid collaboration is necessary in either open or closed spaces and can be secured to a wall. This is how Hybrid works. A Floor-to-Wall Display Stand with an included Chief Fusion Modular Extrusion and fixed interface brackets for a single 80" to 85" displays wrapped in acoustic felt for crystal clear meetings.
Floor Stands | Middle Atlantic | FM-DS-6675FW-ED8W | Forum Floor-to-Wall Mounted Display Stand - 80-85" Display" | 6609 | 5948.1 | [8 empty] | 656747398155 | N | 0 | https://assetserver.net/_assets/middle atlantic/1000/fmds6675fwed8w.jpg | https://assetserver.net/_assets/middle atlantic/pdf/fmds6675fwed8w-spec.pdf | https://assetserver.net/_assets/_prop65/ca prop 65 short form label.jpg |  | Mounts & Racks | Floor Stands |  |  | 0 | Maximum Screen Size Supported: 85" | Application/Usage: Display Screen | Enough equipment mounting to support any videoconferencing system with vertical rack mounting and small device mounting with patented Lever Lock. | At less than 6" deep off the wall the display stand takes up minimal floor space and can accept Wiremold OFR and Connectrac Raceways underneath with the 1” leveling foot. |  |  | The Forum 3 Bay 66" Wide Floor-to-Wall Display Stand is designed for workspaces when hybrid collaboration is necessary in either open or closed spaces and can be secured to a wall. This is how Hybrid works. A Floor-to-Wall Display Stand with an included Chief Fusion Modular Extrusion and fixed interface brackets for a single 80" to 85" displays wrapped in acoustic felt for crystal clear meetings.
Floor Stands | Middle Atlantic | FM-DS-6675FW-FA3B | Forum Floor-to-Wall Mounted Display Stand - 90-100" Display" | 6695 | 6025.5 | [8 empty] | 656747398162 | N | 0 | https://assetserver.net/_assets/middle atlantic/1000/fmds6675fwfa3b.jpg | https://assetserver.net/_assets/middle atlantic/pdf/fmds6675fwfa3b-spec.pdf | https://assetserver.net/_assets/_prop65/ca prop 65 short form label.jpg |  | Mounts & Racks | Floor Stands |  |  | 0 | Maximum Screen Size Supported: 100" | Application/Usage: Display Screen | Features: Mountable | At less than 6" deep off the wall the display stand takes up minimal floor space and can accept Wiremold OFR and Connectrac Raceways underneath with the 1” leveling foot. |  |  | The Forum 3 Bay 66" Wide Floor-to-Wall Display Stand is designed for workspaces when hybrid collaboration is necessary in either open or closed spaces and can be secured to a wall. This is how Hybrid works. A Floor-to-Wall Display Stand with an included Chief Fusion Modular Extrusion and fixed interface brackets for a single 90" to 100" displays wrapped in acoustic felt for crystal clear meetings.
Floor Stands | Middle Atlantic | FM-DS-6675FW-FD8W | Forum Floor-to-Wall Mounted Display Stand - 90-100" Display" | 6695 | 6025.5 | [8 empty] | 656747398179 | N | 0 | https://assetserver.net/_assets/middle atlantic/1000/fmds6675fwfd8w.jpg | https://assetserver.net/_assets/middle atlantic/pdf/fmds6675fwfd8w-spec.pdf | https://assetserver.net/_assets/_prop65/ca prop 65 short form label.jpg |  | Mounts & Racks | Floor Stands |  |  | 0 | Maximum Screen Size Supported: 100" | Application/Usage: Display Screen | Enough equipment mounting to support any videoconferencing system with vertical rack mounting and small device mounting with patented Lever Lock. | At less than 6" deep off the wall the display stand takes up minimal floor space and can accept Wiremold OFR and Connectrac Raceways underneath with the 1” leveling foot. |  |  | The Forum 3 Bay 66" Wide Floor-to-Wall Display Stand is designed for workspaces when hybrid collaboration is necessary in either open or closed spaces and can be secured to a wall. This is how Hybrid works. A Floor-to-Wall Display Stand with an included Chief Fusion Modular Extrusion and fixed interface brackets for a single 90" to 100" displays wrapped in acoustic felt for crystal clear meetings.
Floor Stands | Middle Atlantic | FM-DS-6675FW-GA3B | Forum Floor-to-Wall 66" Dual Display Stand 50-55" Displays | 6953 | 6257.7 | [8 empty] | 656747398544 | N | 0 | https://assetserver.net/_assets/middle atlantic/1000/fmds6675fwga3b.jpg | https://assetserver.net/_assets/middle atlantic/pdf/fmds6675fwga3b-spec.pdf | https://assetserver.net/_assets/_prop65/ca prop 65 short form label.jpg |  | Mounts & Racks | Floor Stands |  |  | 0 | Maximum Screen Size Supported: 55" | Minimum Load Capacity: 200 lb | Finishing: Dark | Application/Usage: Display Screen | Application/Usage: Video Conferencing System |  | The Forum 3 Bay 66" Wide Floor-to-Wall Display Stand is designed for workspaces when hybrid collaboration is necessary in either open or closed spaces and can be secured to a wall. This is how Hybrid works. A Floor-to-Wall Display Stand with an included Chief Fusion Modular Extrusion and fixed interface brackets for dual 50" to 55" displays wrapped in acoustic felt for crystal clear meetings.
Floor Stands | Middle Atlantic | FM-DS-6675FW-GD8W | Forum Floor-to-Wall 66" Dual Display Stand 50-55" Displays | 6953 | 6257.7 | [8 empty] | 656747398551 | N | 0 | https://assetserver.net/_assets/middle atlantic/1000/fmds6675fwgd8w.jpg | https://assetserver.net/_assets/middle atlantic/pdf/fmds6675fwgd8w-spec.pdf | https://assetserver.net/_assets/_prop65/ca prop 65 short form label.jpg |  | Mounts & Racks | Floor Stands |  |  | 0 | Maximum Screen Size Supported: 55" | Finishing: Powder Coated | Finishing: Semi Gloss | Application/Usage: Equipment | Application/Usage: Display Screen |  | The Forum 3 Bay 66" Wide Floor-to-Wall Display Stand is designed for workspaces when hybrid collaboration is necessary in either open or closed spaces and can be secured to a wall. This is how Hybrid works. A Floor-to-Wall Display Stand with an included Chief Fusion Modular Extrusion and fixed interface brackets for dual 50" to 55" displays wrapped in acoustic felt for crystal clear meetings.
Floor Stands | Middle Atlantic | FM-DS-6675FW-HA3B | Forum Floor-to-Wall 66" Dual Display Stand 55-65" Displays | 7080 | 6372 | [8 empty] | 656747398568 | N | 0 | https://assetserver.net/_assets/middle atlantic/1000/fmds6675fwha3b.jpg | https://assetserver.net/_assets/middle atlantic/pdf/fmds6675fwha3b-spec.pdf | https://assetserver.net/_assets/_prop65/ca prop 65 short form label.jpg |  | Mounts & Racks | Floor Stands |  |  | 0 | Maximum Screen Size Supported: 65" | Finishing: Powder Coated | Application/Usage: Display Screen | Application/Usage: Equipment | Features: Lockable |  | The Forum 3 Bay 66" Wide Floor-to-Wall Display Stand is designed for workspaces when hybrid collaboration is necessary in either open or closed spaces and can be secured to a wall. This is how Hybrid works. A Floor-to-Wall Display Stand with an included Chief Fusion Modular Extrusion and fixed interface brackets for dual 55" to 65" displays wrapped in acoustic felt for crystal clear meetings.
Floor Stands | Middle Atlantic | FM-DS-6675FW-HD8W | Forum Floor-to-Wall 66" Dual Display Stand 55-65" Displays | 7080 | 6372 | [8 empty] | 656747398575 | N | 0 | https://assetserver.net/_assets/middle atlantic/1000/fmds6675fwhd8w.jpg | https://assetserver.net/_assets/middle atlantic/pdf/fmds6675fwhd8w-spec.pdf | https://assetserver.net/_assets/_prop65/ca prop 65 short form label.jpg |  | Mounts & Racks | Floor Stands |  |  | 0 | Maximum Screen Size Supported: 65" | Finishing: Powder Coated | Finishing: Semi Gloss | Application/Usage: Display Screen | Application/Usage: Video Conferencing System |  | The Forum 3 Bay 66" Wide Floor-to-Wall Display Stand is designed for workspaces when hybrid collaboration is necessary in either open or closed spaces and can be secured to a wall. This is how Hybrid works. A Floor-to-Wall Display Stand with an included Chief Fusion Modular Extrusion and fixed interface brackets for dual 55" to 65" displays wrapped in acoustic felt for crystal clear meetings.
Floor Stands | Middle Atlantic | FM-DS-6675FW-JA3B | Forum Floor-to-Wall 66" Dual Display Stand 65-75" Displays | 7210 | 6489 | [8 empty] | 656747398582 | N | 0 | https://assetserver.net/_assets/middle atlantic/1000/fmds6675fwja3b.jpg | https://assetserver.net/_assets/middle atlantic/pdf/fmds6675fwja3b-spec.pdf | https://assetserver.net/_assets/_prop65/ca prop 65 short form label.jpg |  | Mounts & Racks | Floor Stands |  |  | 0 | Maximum Screen Size Supported: 75" | Minimum Load Capacity: 200 lb | Finishing: Dark | Application/Usage: Display Screen | Application/Usage: Video Conferencing System |  | The Forum 3 Bay 66" Wide Floor-to-Wall Display Stand is designed for workspaces when hybrid collaboration is necessary in either open or closed spaces and can be secured to a wall. This is how Hybrid works. A Floor-to-Wall Display Stand with an included Chief Fusion Modular Extrusion and fixed interface brackets for dual 65" to 75" displays wrapped in acoustic felt for crystal clear meetings.
Floor Stands | Middle Atlantic | FM-DS-6675FW-JD8W | Forum Floor-to-Wall 66" Dual Display Stand 65-75" Displays | 7210 | 6489 | [8 empty] | 656747398599 | N | 0 | https://assetserver.net/_assets/middle atlantic/1000/fmds6675fwjd8w.jpg | https://assetserver.net/_assets/middle atlantic/pdf/fmds6675fwjd8w-spec.pdf | https://assetserver.net/_assets/_prop65/ca prop 65 short form label.jpg |  | Mounts & Racks | Floor Stands |  |  | 0 | Maximum Screen Size Supported: 75" | Minimum Load Capacity: 50 lb | Maximum Load Capacity: 150 lb | Application/Usage: Display Screen | Features: Mountable |  | The Forum 3 Bay 66" Wide Floor-to-Wall Display Stand is designed for workspaces when hybrid collaboration is necessary in either open or closed spaces and can be secured to a wall. This is how Hybrid works. A Floor-to-Wall Display Stand with an included Chief Fusion Modular Extrusion and fixed interface brackets for dual 65" to 75" displays wrapped in acoustic felt for crystal clear meetings.
Floor Stands | Middle Atlantic | FM-DS-6675FW-KA3B | Forum Floor-to-Wall Mounted Display Stand for 81" Displays | 6781 | 6102.9 | [8 empty] | 656747398667 | N | 0 | https://assetserver.net/_assets/middle atlantic/1000/fmds6675fwka3b.jpg | https://assetserver.net/_assets/middle atlantic/pdf/fmds6675fwka3b-spec.pdf | https://assetserver.net/_assets/_prop65/ca prop 65 short form label.jpg |  | Mounts & Racks | Floor Stands |  |  | 0 | Maximum Screen Size Supported: 81" | Application/Usage: Display Screen | Features: Mountable | At less than 6" deep off the wall the display stand takes up minimal floor space and can accept Wiremold OFR and Connectrac Raceways underneath with the 1” leveling foot. |  |  | The Forum 3 Bay 66" Wide Floor-to-Wall Display Stand is designed for workspaces when hybrid collaboration is necessary in either open or closed spaces and can be secured to a wall. This is how Hybrid works. A Floor-to-Wall Display Stand with an included Chief Fusion Modular Extrusion and fixed interface brackets for a single 81" 21:9 Ultra-Wide aspect ratio display, like the Jupiter Pana 81, wrapped in acoustic felt for crystal clear meetings.
Floor Stands | Middle Atlantic | FM-DS-6675FW-KD8W | Forum Floor-to-Wall Mounted Display Stand for 81" Displays | 6781 | 6102.9 | [8 empty] | 656747398674 | N | 0 | https://assetserver.net/_assets/middle atlantic/1000/fmds6675fwkd8w.jpg | https://assetserver.net/_assets/middle atlantic/pdf/fmds6675fwkd8w-spec.pdf | https://assetserver.net/_assets/_prop65/ca prop 65 short form label.jpg |  | Mounts & Racks | Floor Stands |  |  | 0 | Maximum Screen Size Supported: 81" | Application/Usage: Display Screen | Enough equipment mounting to support any videoconferencing system with vertical rack mounting and small device mounting with patented Lever Lock. | At less than 6" deep off the wall the display stand takes up minimal floor space and can accept Wiremold OFR and Connectrac Raceways underneath with the 1” leveling foot. |  |  | The Forum 3 Bay 66" Wide Floor-to-Wall Display Stand is designed for workspaces when hybrid collaboration is necessary in either open or closed spaces and can be secured to a wall. This is how Hybrid works. A Floor-to-Wall Display Stand with an included Chief Fusion Modular Extrusion and fixed interface brackets for a single 81" 21:9 Ultra-Wide aspect ratio display, like the Jupiter Pana 81, wrapped in acoustic felt for crystal clear meetings.
Floor Stands | Middle Atlantic | FM-DS-6675FW-LA3B | Forum Floor-to-Wall Mounted Display Stand for 105" Displays | 6953 | 6257.7 | [8 empty] | 656747398681 | N | 0 | https://assetserver.net/_assets/middle atlantic/1000/fmds6675fwla3b.jpg | https://assetserver.net/_assets/middle atlantic/pdf/fmds6675fwla3b-spec.pdf | https://assetserver.net/_assets/_prop65/ca prop 65 short form label.jpg |  | Mounts & Racks | Floor Stands |  |  | 0 | Maximum Screen Size Supported: 105" | Application/Usage: Display Screen | Features: Mountable | At less than 6" deep off the wall the display stand takes up minimal floor space and can accept Wiremold OFR and Connectrac Raceways underneath with the 1” leveling foot. |  |  | The Forum 3 Bay 66" Wide Floor-to-Wall Display Stand is designed for workspaces when hybrid collaboration is necessary in either open or closed spaces and can be secured to a wall. This is how Hybrid works. A Floor-to-Wall Display Stand with an included Chief Fusion Modular Extrusion and fixed interface brackets for a single 105" 21:9 Ultra-Wide aspect ratio display, like the Jupiter Pana 105, wrapped in acoustic felt for crystal clear meetings.
Floor Stands | Middle Atlantic | FM-DS-6675FW-LD8W | Forum Floor-to-Wall Mounted Display Stand for 105" Displays | 6953 | 6257.7 | [8 empty] | 656747398698 | N | 0 | https://assetserver.net/_assets/middle atlantic/1000/fmds6675fwld8w.jpg | https://assetserver.net/_assets/middle atlantic/pdf/fmds6675fwld8w-spec.pdf | https://assetserver.net/_assets/_prop65/ca prop 65 short form label.jpg |  | Mounts & Racks | Floor Stands |  |  | 0 | Maximum Screen Size Supported: 105" | Application/Usage: Display Screen | Enough equipment mounting to support any videoconferencing system with vertical rack mounting and small device mounting with patented Lever Lock. | At less than 6" deep off the wall the display stand takes up minimal floor space and can accept Wiremold OFR and Connectrac Raceways underneath with the 1” leveling foot. |  |  | The Forum 3 Bay 66" Wide Floor-to-Wall Display Stand is designed for workspaces when hybrid collaboration is necessary in either open or closed spaces and can be secured to a wall. This is how Hybrid works. A Floor-to-Wall Display Stand with an included Chief Fusion Modular Extrusion and fixed interface brackets for a single 105" 21:9 Ultra-Wide aspect ratio display, like the Jupiter Pana 105, wrapped in acoustic felt for crystal clear meetings.
Racks | Middle Atlantic | 1/2BNC1 | 1/2"BNC (1) PORT UCP PNL | 30 | 27 | [8 empty] | 656747000010 | Y | 0.15 |  |  | https://assetserver.net/_assets/_prop65/shortform cancerandreprod_midat.jpg | US-United States | Mounts & Racks | Racks |  |  | 0 | Product Color: Brushed Black | Product Material: Aluminum | Height: 3.5" | Width: 3.4" | Depth: 0.1" | 3.500 x 3.500 x 0.160
Racks | Middle Atlantic | 1/2BNC2 | 1/2"BNC (2) PORT UCP PNL | 30 | 27 | [8 empty] | 656747000027 | Y | 0.14 |  |  | https://assetserver.net/_assets/_prop65/shortform cancerandreprod_midat.jpg | US-United States | Mounts & Racks | Racks |  |  | 0 | Product Color: Black | Height: 3.5" | Width: 3.4" | Depth: 0.5" | Limited Warranty: Lifetime | 3.500 x 3.500 x 0.160
Racks | Middle Atlantic | 1/2BNC3 | 1/2"BNC (3) PORT UCP PNL | 30 | 27 | [8 empty] | 656747000034 | Y | 0.14 |  |  | https://assetserver.net/_assets/_prop65/shortform cancerandreprod_midat.jpg | US-United States | Mounts & Racks | Racks |  |  | 0 | Product Color: Brushed Black | Product Material: Aluminum | Height: 3.5" | Width: 3.4" | Depth: 0.1" | 3.500 x 3.500 x 0.160
Racks | Middle Atlantic | 1/2BNC4 | 1/2" BNC (4) PORT UCP PNL | 30 | 27 | [8 empty] | 656747000041 | Y | 0.13 |  |  | https://assetserver.net/_assets/_prop65/shortform cancerandreprod_midat.jpg | US-United States | Mounts & Racks | Racks |  |  | 0 | Product Color: Brushed Black | Product Material: Aluminum | Height: 3.5" | Width: 3.4" | Depth: 0.1" | 3.500 x 3.500 x 0.160
Racks | Middle Atlantic | 1/2BNC5 | 1/2"BNC RGBHV(5)PORT UCP PNL | 30 | 27 | [8 empty] | 656747095078 | Y | 0.14 |  |  | https://assetserver.net/_assets/_prop65/shortform cancerandreprod_midat.jpg | US-United States | Mounts & Racks | Racks |  |  | 0 | Total Number of Sockets: 5 | Product Color: Brushed Anodized Black | Product Material: Aluminum | Environmentally Friendly: Yes | Environmental Certification: GREENGUARD | 3.500 x 3.500 x 0.160 | <p><b>Features & Benefits</b></p> <p>Fits 1/2" insulated BNC connectors for RGBHV.</p> <ul> <li>Aluminum construction with black brushed and anodized finish</li> <li>Fits in UCP Series frame kits, swinging frame, chassis, and cable tray</li> </ul>
Racks | Middle Atlantic | 1/2BNC6 | UCP MODULE | 30 | 27 | [8 empty] | 656747129667 | Y | 0.13 |  |  | https://assetserver.net/_assets/_prop65/shortform cancerandreprod_midat.jpg | US-United States | Mounts & Racks | Racks |  |  | 0 | Aluminum construction with black brushed and anodized finish | Fits in UCP Series frame kits, swinging frame, chassis, and cable tray |  |  |  | 3.500 x 3.500 x 0.160
Racks | Middle Atlantic | 1/4X2 | 1/4" (2) PORT UCP PNL | 30 | 27 | [8 empty] | 656747000065 | Y | 0.15 |  |  | https://assetserver.net/_assets/_prop65/shortform cancerandreprod_midat.jpg | US-United States | Mounts & Racks | Racks |  |  | 0 | Product Color: Anodized | Product Color: Brushed Black | Product Material: Aluminum | Height: 3.49" | Width: 3.39" | 3.500 x 3.500 x 0.160
Racks | Middle Atlantic | 1/4X4 | 1/4" (4) PORT UCP PNL | 30 | 27 | [8 empty] | 656747000089 | Y | 0.15 |  |  | https://assetserver.net/_assets/_prop65/shortform cancerandreprod_midat.jpg | US-United States | Mounts & Racks | Racks |  |  | 0 | Product Color: Black | Height: 3.5" | Width: 3.4" | Compatibility: Middle Atlantic Four RCA Jacks, Various Switches, or LED Lights | Limited Warranty: Lifetime | 3.500 x 3.500 x 0.160
Racks | Middle Atlantic | 1DB25 | DB25 MULTIPIN(1)PORT UCP PNL | 30 | 27 | [8 empty] | 656747000164 | Y | 0.13 |  |  | https://assetserver.net/_assets/_prop65/shortform cancerandreprod_midat.jpg | US-United States | Mounts & Racks | Racks |  |  | 0 | Product Color: Brushed Black | Product Material: Aluminum | Height: 3.5" | Width: 3.4" | Depth: 0.1" | 3.500 x 3.500 x 0.160 | <p>Fits the popular data multipin. 1DB9M fits HD15(SVGA) and additional 1/8" mini phone jack for easy laptop connection.</p> <ul> <li>Aluminum construction with black brushed and anodized finish</li> <li>Fits in UCP Series frame kits, swinging frame, chassis, and cable tray</li> </ul>
Racks | Middle Atlantic | 1DB9 | DB9 MULTIPIN (1) PORT UCP PNL | 30 | 27 | [8 empty] | 656747000140 | Y | 0.13 |  |  | https://assetserver.net/_assets/_prop65/shortform cancerandreprod_midat.jpg | US-United States | Mounts & Racks | Racks |  |  | 0 | Product Color: Brushed Black | Compatibility: <ul> <li>MAFK2 Frame</li> <li>MAFK4 Frame</li> </ul> |  |  |  | 3.500 x 3.500 x 0.160
Racks | Middle Atlantic | 1ELCO120 | ELCO 120 PIN (1) PORT UCP PNL | 30 | 27 | [8 empty] | 656747000225 | Y | 0.11 |  |  | https://assetserver.net/_assets/_prop65/shortform cancerandreprod_midat.jpg | US-United States | Mounts & Racks | Racks |  |  | 0 | Product Color: Brushed Black | Product Material: Aluminum | Compatibility: Fits in UCP Series frame kits, swinging frame, chassis, and cable tray |  |  | 3.500 x 3.500 x 0.160
Racks | Middle Atlantic | 1ELCO38 | ELCO 38 PIN (1) PORT UCP PNL | 30 | 27 | [8 empty] | 656747000232 | Y | 0.13 |  |  | https://assetserver.net/_assets/_prop65/shortform cancerandreprod_midat.jpg | US-United States | Mounts & Racks | Racks |  |  | 0 | Product Color: Brushed Black | Product Material: Aluminum | Compatibility: Fits in UCP Series frame kits, swinging frame, chassis, and cable tray |  |  | 3.500 x 3.500 x 0.160
Racks | Middle Atlantic | 1ELCO56 | ELCO 56 PIN (1) PORT UCP PNL | 30 | 27 | [8 empty] | 656747000249 | Y | 0.13 |  |  | https://assetserver.net/_assets/_prop65/shortform cancerandreprod_midat.jpg | US-United States | Mounts & Racks | Racks |  |  | 0 | Product Color: Brushed Black | Product Material: Aluminum | Compatibility: Fits in UCP Series frame kits, swinging frame, chassis, and cable tray |  |  | 3.500 x 3.500 x 0.160
Racks | Middle Atlantic | 1ELCO90 | ELCO 90 PIN (1) PORT UCP PNL | 30 | 27 | [8 empty] | 656747000256 | Y | 0.12 |  |  | https://assetserver.net/_assets/_prop65/shortform cancerandreprod_midat.jpg | US-United States | Mounts & Racks | Racks |  |  | 0 | Product Color: Black | Height: 3.5" | Width: 3.4" | Compatibility: Middle Atlantic One Elco 90 Pin Connector | Limited Warranty: Lifetime | 3.500 x 3.500 x 0.160 | Design and build custom connector panels using off-the-shelf materials! The UCP Series modular custom panel system assembles easily using a chassis or frame kit and a selection of pre-punched modules. <br><br> Modules are pre-punched to accept component audio/video, XLR, Neutrik, Elco, Canare and other connector configurations. The inherent strength of the interlocking system eliminates panel deflection while inserting or removing connectors. All hardware sits flush to create a professional appearance with no unsightly gaps. Visible parts have a brushed and black anodized finish.
Racks | Middle Atlantic | 1G1 | AMP G1 MLTIPN (1) PORT UCP PNL | 30 | 27 | [8 empty] | 656747000263 | Y | 0.13 |  |  | https://assetserver.net/_assets/_prop65/shortform cancerandreprod_midat.jpg | US-United States | Mounts & Racks | Racks |  |  | 0 | Product Color: Brushed Black | Height: 3.5" | Width: 3.4" | Depth: 0.1" | Compatibility: <ul> <li>Fits in UCP Series Frame Kits</li> <li>Swinging Frame</li> <li>Chassis</li> <li>Cable Tray</li> </ul> | 3.500 x 3.500 x 0.160 | <p>Fits "G" Series connectors by AMP.</p> <ul> <li>Aluminum construction with black brushed and anodized finish</li> <li>Fits in UCP Series frame kits, swinging frame, chassis, and cable tray</li> </ul>
Racks | Middle Atlantic | 1G2 | AMP G2 MLTIPN (1) PORT UCP PNL | 30 | 27 | [8 empty] | 656747000270 | Y | 0.12 |  |  | https://assetserver.net/_assets/_prop65/shortform cancerandreprod_midat.jpg | US-United States | Mounts & Racks | Racks |  |  | 0 | Aluminum construction with black brushed and anodized finish | Fits in UCP Series frame kits, swinging frame, chassis, and cable tray |  |  |  | 3.500 x 3.500 x 0.160
Racks | Middle Atlantic | 1G3 | AMP G3 MLTIPN (1) PORT UCP PNL | 30 | 27 | [8 empty] | 656747000287 | Y | 0.11 |  |  | https://assetserver.net/_assets/_prop65/shortform cancerandreprod_midat.jpg | US-United States | Mounts & Racks | Racks |  |  | 0 | Aluminum construction with black brushed and anodized finish | Fits in UCP Series frame kits, swinging frame, chassis, and cable tray |  |  |  | 3.500 x 3.500 x 0.160
Racks | Middle Atlantic | 1W1 | WRLWND 39 PIN (1) PORT UCP PNL | 30 | 27 | [8 empty] | 656747000317 | Y | 0.13 |  |  | https://assetserver.net/_assets/_prop65/shortform cancerandreprod_midat.jpg | US-United States | Mounts & Racks | Racks |  |  | 0 | Aluminum construction with black brushed and anodized finish | Fits in UCP Series frame kits, swinging frame, chassis, and cable tray |  |  |  | 3.500 x 3.500 x 0.160
Racks | Middle Atlantic | 1W2 | WRLWND 61 PIN (1) PORT UCP PNL | 30 | 27 | [8 empty] | 656747000324 | Y | 0.13 |  |  | https://assetserver.net/_assets/_prop65/shortform cancerandreprod_midat.jpg | US-United States | Mounts & Racks | Racks |  |  | 0 | Aluminum construction with black brushed and anodized finish | Fits in UCP Series frame kits, swinging frame, chassis, and cable tray |  |  |  | 3.500 x 3.500 x 0.160
Racks | Middle Atlantic | 2-10 | SLIM 2 DSKTP 10SP, SLOPE FACE | 750 | 675 | [8 empty] | 656747000331 | Y | 40.35 | https://assetserver.net/_assets/middle atlantic/1000/210.jpg |  | https://assetserver.net/_assets/_prop65/shortform cancerandreprod_midat.jpg | US-United States | Mounts & Racks | Racks |  |  | 0 | Ships fully assembled, with sturdy welded steel frame | Removable black laminate side panels | Gently sloped rack face to facilitate equipment viewing | Standard fixed front and rear 10-32 threaded rackrail | Includes rubber feet | 24.000 x 25.000 x 23.000 | The 2-10 rack ships fully assembled and incorporates a sturdy black steel open frame and removable black laminate side panels. Featuring a sloping rack face for easy equipment viewing, this frame can be easily joined, with the open sides and bottom allowing for quick wire passage. Front and rear heavy-gauge, 10-32 threaded rackrail is standard.
Racks | Middle Atlantic | 2-10M | SLIM 2 DSKTP 10SP, SLOPED | 552 | 496.8 | [8 empty] | 656747000348 | Y | 33 |  |  | https://assetserver.net/_assets/_prop65/shortform cancerandreprod_midat.jpg | US | Mounts & Racks | Racks |  |  | 0 | Product Color: Black | Product Material: Wood Grain | Product Material: Melamine | Product Material: Rubber | Product Material: Steel | 20.000 x 24.000 x 5.000 | Slim 2M racks assemble quickly and easily with provided hardware. Constructed with 5/8-inch thick furniture-grade MDF board, these black laminate racks are available in 10 space sizes and feature a sloping rack face for easy equipment viewing. Front and rear heavy-gauge, 10-32 threaded rackrail is standard.
Racks | Middle Atlantic | 23-19-1 | 1SP REDUCER, 23 TO 19(PAIR) | 38 | 34.2 | [8 empty] | 656747041631 | Y | 0.29 |  |  | https://assetserver.net/_assets/_prop65/shortform cancerandreprod_midat.jpg | US-United States | Mounts & Racks | Racks |  |  | 0 | Reduces 23" wide equipment openings to EIA/TIA standard 19" width | Steel construction | Shipped as one pair |  |  | 1.750 x 2.593 x 0.250 | <p>For using 19" standard panels in rack opening</p>
Racks | Middle Atlantic | 23-19-2 | 2SP REDUCER, 23 TO 19(PAIR) | 45 | 40.5 | [8 empty] | 656747041648 | Y | 0.58 |  |  | https://assetserver.net/_assets/_prop65/shortform cancerandreprod_midat.jpg | US-United States | Mounts & Racks | Racks |  |  | 0 | Reduces 23" wide equipment openings to EIA/TIA standard 19" width | Steel construction | Shipped as one pair |  |  | 3.500 x 2.593 x 0.250
Racks | Middle Atlantic | 23-19-3 | 3SP REDUCER, 23 TO 19(PAIR) | 49 | 44.1 | [8 empty] | 656747041655 | Y | 0.89 |  |  | https://assetserver.net/_assets/_prop65/shortform cancerandreprod_midat.jpg | US-United States | Mounts & Racks | Racks |  |  | 0 | [5 empty] | 5.250 x 2.593 x 0.250
Racks | Middle Atlantic | 23-19-4 | 4SP REDUCER, 23 TO 19(PAIR) | 66 | 59.4 | [8 empty] | 656747041662 | Y | 1.1 |  |  | https://assetserver.net/_assets/_prop65/shortform cancerandreprod_midat.jpg | US-United States | Mounts & Racks | Racks |  |  | 0 | Color Family: Other | Product Color: Black Powder Coat | Height: 0.4" | Width: 3.5" | Length: 10.9" | 7.000 x 2.593 x 0.250 | The time-saving ganging hardware is an efficient solution for field alignment and joining of multi-bay enclosure installations. By using drift pins, rack position can be aligned with ease. The 5/16in nut and bolt sets are compatible with almost all gangable racks, making it a versatile option. Additionally, magnetized sockets simplify the fastening process, making it quicker and more efficient.
Racks | Middle Atlantic | 2-6M | SLIM 2 DSKTP 6SP, SLOPED | 552 | 496.8 | [8 empty] | 656747000379 | Y | 24.6 |  | https://assetserver.net/_assets/middle atlantic/pdf/26m-spec.pdf | https://assetserver.net/_assets/_prop65/shortform cancerandreprod_midat.jpg | US | Mounts & Racks | Racks |  |  | 0 | Built with quality materials it has a weight capacity of up to 200 lbs. | Includes all the required hardware that reduces the time of assembling | Features a sloping rack face that promises hassle-free equipment viewing | Constructed with ⅝’’ thick furniture-grade MDF Board ensures its long life | Middle Atlantic Black laminate Rack has a finished look that easily blends in with any decor | 24.000 x 20.000 x 5.000 | The Middle Atlantic Slim Desktop Rack features a sloping face that allows for easy equipment viewing. The package includes front and rear rack rails, thus, it can be assembled easily. The overall height of the 6-space rack is 12-⅜’’, top depth is 15.9’’, and bottom depth is 17.9’’. It is made of high-pressure black melamine that ensures optimum performance and long life. The black wood grain finish of the Sloped Desktop Rack easily blends in with any decor and gives a stylish look.
Racks | Middle Atlantic | 2DB15 | DB15 MULTIPIN (2) PORT UCP PNL | 30 | 27 | [8 empty] | 656747000409 | Y | 0.11 |  |  | https://assetserver.net/_assets/_prop65/shortform cancerandreprod_midat.jpg | US-United States | Mounts & Racks | Racks |  |  | 0 | Product Color: Black | Height: 3.5" | Width: 3.4" | Limited Warranty: Lifetime |  | 3.500 x 3.500 x 0.160 | -inchDB-inch Style Punchouts: Fits the popular data multipin. 1DB9M fits HD15(SVGA) and additional 1/8-inch mini phone jack for easy laptop connection.
Racks | Middle Atlantic | 2DB25 | DB25 MULTIPIN (2) PORT UCP PNL | 30 | 27 | [8 empty] | 656747000416 | Y | 1.11 |  |  | https://assetserver.net/_assets/_prop65/shortform cancerandreprod_midat.jpg | US-United States | Mounts & Racks | Racks |  |  | 0 | Aluminum construction with black brushed and anodized finish | Fits in UCP Series frame kits, swinging frame, chassis, and cable tray |  |  |  | 3.500 x 3.500 x 0.160 | <p>Fits the popular data multipin. 1DB9M fits HD15(SVGA) and additional 1/8" mini phone jack for easy laptop connection.</p>
Racks | Middle Atlantic | 2DB37 | DB37 MULTIPIN (2) PORT UCP PNL | 30 | 27 | [8 empty] | 656747000423 | Y | 0.1 |  |  | https://assetserver.net/_assets/_prop65/shortform cancerandreprod_midat.jpg | US-United States | Mounts & Racks | Racks |  |  | 0 | Product Color: Black Anodized | Product Material: Aluminum | Height: 3.5" | Width: 3.4" | Depth: 0.1" | 3.500 x 3.500 x 0.160 | Fits the popular data multipin. 1DB9M fits HD15(SVGA) and additional 1/8" mini phone jack for easy laptop connection.
Racks | Middle Atlantic | 2DB50 | DB50 MULTIPN (2) PORT UCP PNL | 30 | 27 | [8 empty] | 656747000430 | Y | 0.1 |  |  | https://assetserver.net/_assets/_prop65/shortform cancerandreprod_midat.jpg | US-United States | Mounts & Racks | Racks |  |  | 0 | Product Color: Black | Height: 3.5" | Width: 3.4" | Compatibility: DB50 Data Multipin Connectors |  | 3.500 x 3.500 x 0.160 | Fits the popular data multipin. 1DB9M fits HD15(SVGA) and additional 1/8” mini phone jack for easy laptop connection.
Racks | Middle Atlantic | 2DB9 | DB9 MULTIPIN (2) PORT UCP PNL | 30 | 27 | [8 empty] | 656747000447 | Y | 0.11 |  |  | https://assetserver.net/_assets/_prop65/shortform cancerandreprod_midat.jpg | US-United States | Mounts & Racks | Racks |  |  | 0 | Aluminum construction with black brushed and anodized finish | Fits in UCP Series frame kits, swinging frame, chassis, and cable tray |  |  |  | 3.500 x 3.500 x 0.160 | <p>Fits the popular data multipin. 1DB9M fits HD15(SVGA) and additional 1/8" mini phone jack for easy laptop connection.</p>
Racks | Middle Atlantic | 2DL96 | CANNON DL96 (2) PORT UCP PNL | 30 | 27 | [8 empty] | 656747000461 | Y | 0.1 |  |  | https://assetserver.net/_assets/_prop65/shortform cancerandreprod_midat.jpg | US-United States | Mounts & Racks | Racks |  |  | 0 | Aluminum construction with black brushed and anodized finish | Fits in UCP Series frame kits, swinging frame, chassis, and cable tray |  |  |  | 3.500 x 3.500 x 0.160
Racks | Middle Atlantic | 2ELCO38 | ELCO38 (2) PORT UCP PNL | 30 | 27 | [8 empty] | 656747000478 | Y | 0.12 |  |  | https://assetserver.net/_assets/_prop65/shortform cancerandreprod_midat.jpg | US-United States | Mounts & Racks | Racks |  |  | 0 | Aluminum construction with black brushed and anodized finish | Fits in UCP Series frame kits, swinging frame, chassis, and cable tray |  |  |  | 3.500 x 3.500 x 0.160 | <p>Fits 38, 56, 90 and 120 pin Elco/Edac connectors.</p>
Racks | Middle Atlantic | 2ELCO56 | ELCO56 (2) PORT UCP PNL | 30 | 27 | [8 empty] | 656747000485 | Y | 0.11 |  |  | https://assetserver.net/_assets/_prop65/shortform cancerandreprod_midat.jpg | US-United States | Mounts & Racks | Racks |  |  | 0 | Product Color: Black | Height: 3.5" | Width: 3.4" | Compatibility: Middle Atlantic Frame Kit | Limited Warranty: Lifetime | 3.500 x 3.500 x 0.160 | Multipin Elco punchouts - for 38, 56, 90 & 120 pin connectors
Racks | Middle Atlantic | 2ELCO90 | ELCO90 (2) PORT UCP PNL | 30 | 27 | [8 empty] | 656747000492 | Y | 0.1 |  |  | https://assetserver.net/_assets/_prop65/shortform cancerandreprod_midat.jpg | US-United States | Mounts & Racks | Racks |  |  | 0 | Product Color: Black | Height: 3.5" | Width: 3.4" | Compatibility: Middle Atlantic Two Elco 90 Pin Connector | Limited Warranty: Lifetime | 3.500 x 3.500 x 0.160 | Design and build custom connector panels using off-the-shelf materials! The UCP Series modular custom panel system assembles easily using a chassis or frame kit and a selection of pre-punched modules. <br><br> Modules are pre-punched to accept component audio/video, XLR, Neutrik, Elco, Canare and other connector configurations. The inherent strength of the interlocking system eliminates panel deflection while inserting or removing connectors. All hardware sits flush to create a professional appearance with no unsightly gaps. Visible parts have a brushed and black anodized finish.
Racks | Middle Atlantic | 2XC6G15483 | NETBOX,AXIAL,5POS,TABLEMT,US,CAN | 698 | 628.2 | [9 empty] | Y | 3.6 |  |  |  | US | Mounts & Racks | Racks |  |  | 0 | [5 empty] | 3.500 x 3.500 x 0.160
Racks | Middle Atlantic | 3/8BANA2 | 3/8"BANANA (2) PORT UCP PNL | 30 | 27 | [8 empty] | 656747097935 | Y | 0.14 |  |  | https://assetserver.net/_assets/_prop65/shortform cancerandreprod_midat.jpg | US-United States | Mounts & Racks | Racks |  |  | 0 | Product Color: Brushed Black | Product Material: Aluminum | Height: 3.5" | Width: 3.4" | Depth: 0.1" | 3.500 x 3.500 x 0.160
Racks | Middle Atlantic | 3/8BANA6 | 3/8" BANANA (6) PORT UCP PNL | 30 | 27 | [8 empty] | 656747097959 | Y | 0.13 |  |  | https://assetserver.net/_assets/_prop65/shortform cancerandreprod_midat.jpg | US-United States | Mounts & Racks | Racks |  |  | 0 | Product Color: Brushed Black | Product Material: Aluminum | Height: 3.5" | Width: 3.4" | Compatibility: <p><b>Base Series:</b></p> <ul> <li>FK2 2U UCP Frame Kit</li> <li>FK4 4U UCP Frame Kit</li> <li>UCP-CH UCP Chassis</li> <li>UCP-CT Cable Tray</li> <li>UCP-SF Hinged Frame Kit<br /><br /></li> </ul> | 3.500 x 3.500 x 0.160 | <p>Fits dual banana jack receptacles requiring up to 3/8" hole</p> <ul> <li>Aluminum construction with black brushed and anodized finish</li> <li>Fits in UCP Series frame kits, swinging frame, chassis, and cable tray</li> </ul>
Racks | Middle Atlantic | 3/8BNC4 | 3/8" BNC (4) PORT UCP PNL | 30 | 27 | [8 empty] | 656747000560 | Y | 0.14 |  |  | https://assetserver.net/_assets/_prop65/shortform cancerandreprod_midat.jpg | US-United States | Mounts & Racks | Racks |  |  | 0 | Aluminum construction with black brushed and anodized finish | Fits in UCP Series frame kits, swinging frame, chassis, and cable tray |  |  |  | 3.500 x 3.500 x 0.160 | <p>Fits 1/2" and 3/8" diameter BNC shells, most insulated shells and fuses.</p>
Racks | Middle Atlantic | 3/8X1 | 3/8" (1) PORT UCP PNL | 30 | 27 | [8 empty] | 656747000577 | Y | 0.15 |  |  | https://assetserver.net/_assets/_prop65/shortform cancerandreprod_midat.jpg | US-United States | Mounts & Racks | Racks |  |  | 0 | Aluminum construction with black brushed and anodized finish | Fits in UCP Series frame kits, swinging frame, chassis, and cable tray |  |  |  | 3.500 x 3.500 x 0.160
Racks | Middle Atlantic | 3/8X2 | 3/8" (2) PORT UCP PNL | 30 | 27 | [8 empty] | 656747000584 | Y | 0.14 |  |  | https://assetserver.net/_assets/_prop65/shortform cancerandreprod_midat.jpg | US-United States | Mounts & Racks | Racks |  |  | 0 | Aluminum construction with black brushed and anodized finish | Fits in UCP Series frame kits, swinging frame, chassis, and cable tray |  |  |  | 3.500 x 3.500 x 0.160
Racks | Middle Atlantic | 3/8X4 | 3/8" (4) PORT UCP PNL | 30 | 27 | [8 empty] | 656747000607 | Y | 0.14 |  |  | https://assetserver.net/_assets/_prop65/shortform cancerandreprod_midat.jpg | US-United States | Mounts & Racks | Racks |  |  | 0 | Aluminum construction with black brushed and anodized finish | Fits in UCP Series frame kits, swinging frame, chassis, and cable tray |  |  |  | 3.500 x 3.500 x 0.160
Racks | Middle Atlantic | 3/8X6 | 3/8" (6) PORT UCP PNL | 30 | 27 | [8 empty] | 656747000614 | Y | 0.14 |  |  | https://assetserver.net/_assets/_prop65/shortform cancerandreprod_midat.jpg | US-United States | Mounts & Racks | Racks |  |  | 0 | Aluminum construction with black brushed and anodized finish | Fits in UCP Series frame kits, swinging frame, chassis, and cable tray |  |  |  | 3.500 x 3.500 x 0.160
Racks | Middle Atlantic | 4DB9 | DB9 MULTIPIN (4) PORT UCP PNL | 30 | 27 | [8 empty] | 656747000898 | Y | 0.11 |  |  | https://assetserver.net/_assets/_prop65/shortform cancerandreprod_midat.jpg | US-United States | Mounts & Racks | Racks |  |  | 0 | Total Number of Sockets: 4 | Product Color: Black Anodized | Product Material: Aluminum | Height: 3.5" | Width: 3.4" | 3.500 x 3.500 x 0.160 | Fits the popular data multipin. 1DB9M fits HD15(SVGA) and additional 1/8" mini phone jack for easy laptop connection.
Racks | Middle Atlantic | 4SC1 | 4 BOLT CIRC (1) PORT UCP PNL | 30 | 27 | [8 empty] | 656747000911 | Y | 0.12 |  |  | https://assetserver.net/_assets/_prop65/shortform cancerandreprod_midat.jpg | US-United States | Mounts & Racks | Racks |  |  | 0 | Aluminum construction with black brushed and anodized finish | Fits in UCP Series frame kits, swinging frame, chassis, and cable tray |  |  |  | 3.500 x 3.500 x 0.160
Racks | Middle Atlantic | 4SC3 | 4 BOLT CIRC (3) PORT UCP PNL | 30 | 27 | [8 empty] | 656747000928 | Y | 0.22 |  |  | https://assetserver.net/_assets/_prop65/shortform cancerandreprod_midat.jpg | US-United States | Mounts & Racks | Racks |  |  | 0 | Device Supported: Chassis Connector | Compatibility: Neutrik Chassis Connectors:<br /> <ul> <li>NL8MPR</li> <li>NL4MPR</li> </ul> |  |  |  | 7.000 x 3.500 x 0.160
Racks | Middle Atlantic | 5-14-26 | SLIM 5 KNOCK DOWN 14SP,26"DP | 738 | 664.2 | [8 empty] | 656747067013 | Y | 33 |  |  | https://assetserver.net/_assets/_prop65/shortform cancerandreprod_midat.jpg | US | Mounts & Racks | Racks |  |  | 0 | Lightweight, open design is easy to work with | Bolt-together design allows for flat shipment via UPS | Unique interlocking corner joint for exceptional strength and easy assembly | Accepts optional removable steel side panels for security and control airflow | Accepts optional attractive thermolaminate top and side panels |  | Our popular Slim 5 Series rack frame system meets a wide range of project requirements. Available in 12 standard sizes and any height from 8 to 43 spaces, the Slim 5 series ships ready-to-assemble. Strong steel construction with wide open access for easy integration.
Racks | Middle Atlantic | 5-14-CONFIG | 14SP/20"D SLIM-5 CONFIG | 1590 | 1431 | [8 empty] | 656747123016 | Y | 81 |  |  | https://assetserver.net/_assets/_prop65/shortform cancerandreprod_midat.jpg | US-United States | Mounts & Racks | Racks |  |  | 0 | Features: Cable Management | Form Factor: Floor Standing | Product Color: Black | Product Material: Steel | Static/Stationary Weight Capacity: 1000 lb | 36.000 x 24.000 x 38.000 | Versatile Rack Frame System Satisfies Many Design Requirements<br><ul><li>Anodized trim panels</li><li>Top accepts two fans</li><li>Ready to assemble design allows for flat shipment via UPS</li><li>Mechanically interlocking corner for exceptional strength</li><li>Heavy-duty 14-gauge steel top & bottom</li><li>Static load capacity, 1,000 lbs.</li><li>UL Listed capacity, 400 lbs.</li><li>2 pairs fixed-position 11-gauge threaded 10-32 front & rear rackrail</li><li>1/2" & 3/4" EKO's on top and bottom rear for cables</li><li>Large bottom opening for cable entry</li><li>Can be ganged together with or without optional cable chase</li><li>20" or 26" OD depth</li><li>Finished in a durable black powdercoat</li><li>UL Listed in the US and Canada</li></ul>
Racks | Middle Atlantic | 5-15 | SLIM-5 KNOCK DOWN 15SP | 692 | 622.8 | [8 empty] | 656747042072 | Y | 32.3 |  |  |  | CN-China | Mounts & Racks | Racks |  |  | 0 | Cable Type: Category 5e | Cable Characteristic: Patch Cable | Cable Length: 8 ft | Connector Type on First End: RJ-45 Network - Male | Connector on First End Details: 1 x RJ-45 Network - Male |  | <p>C2G (formerly Cables To Go), a division of Lastar, Inc., is an industry leader in high performance cabling and connectivity solutions. Founded in 1984, the company provides end-to-end connectivity solutions serving a variety of markets Ã”Ã‡Ã¶ including hospitality, education, healthcare, corporate, home theater and digital signage. C2G also delivers customized connectivity products and solutions renowned for superior quality, value, and innovation using premium components and the latest technologies to maximize cable performance and ensure compliance with industry specifications for each cable and its designated application.</p>
Racks | Middle Atlantic | 5-21 | SLIM-5 KNOCK DOWN 21SP,20"DP | 692 | 622.8 | [8 empty] | 656747000966 | Y | 40.98 |  |  | https://assetserver.net/_assets/_prop65/shortform cancerandreprod_midat.jpg | US-United States | Mounts & Racks | Racks |  |  | 0 | Lightweight, open design is easy to work with | Bolt-together design allows for flat shipment via UPS | Unique interlocking corner joint for exceptional strength and easy assembly | Accepts optional removable steel side panels for security and control airflow | Accepts optional attractive thermolaminate top and side panels | 23.000 x 22.250 x 5.500 | Our popular Slim 5 Series rack frame system meets a wide range of project requirements. Available in 12 standard sizes and any height from 8 to 43 spaces, the Slim 5 series ships ready-to-assemble. Strong steel construction with wide open access for easy integration.
Racks | Middle Atlantic | 5-21-26 | SLIM 5 KNOCK DOWN 21SP,26"DP | 815 | 733.5 | [8 empty] | 656747067617 | Y | 37 |  |  | https://assetserver.net/_assets/_prop65/shortform cancerandreprod_midat.jpg | US-United States | Mounts & Racks | Racks |  |  | 0 | Lightweight, open design is easy to work with | Bolt-together design allows for flat shipment via UPS | Unique interlocking corner joint for exceptional strength and easy assembly | Accepts optional removable steel side panels for security and control airflow | Accepts optional attractive thermolaminate top and side panels | 22.250 x 7.250 x 41.000 | Our popular Slim 5 Series rack frame system meets a wide range of project requirements. Available in 12 standard sizes and any height from 8 to 43 spaces, the Slim 5 series ships ready-to-assemble. Strong steel construction with wide open access for easy integration.
Racks | Middle Atlantic | 5-22 | SLIM-5 KNOCK DOWN 22SP | 762 | 685.8 | [8 empty] | 656747032905 | Y | 41.44 |  |  |  | US-United States | Mounts & Racks | Racks |  |  | 0 | [5 empty] | 22.250 x 7.250 x 41.000
Racks | Middle Atlantic | 5-25 | SLIM-5 KNOCK DOWN 25SP | 762 | 685.8 | [8 empty] | 0656747032998 | Y | 45.15 |  |  |  | US-United States of America | Mounts & Racks | Racks |  |  | 0 | Cable Type: Category 5e | Cable Characteristic: Patch Cable | Cable Length: 20 ft | Connector Type on First End: RJ-45 Network - Male | Connector on First End Details: 1 x RJ-45 Network - Male |  | <p>C2G (formerly Cables To Go), a division of Lastar, Inc., is an industry leader in high performance cabling and connectivity solutions. Founded in 1984, the company provides end-to-end connectivity solutions serving a variety of markets Ã”Ã‡Ã¶ including hospitality, education, healthcare, corporate, home theater and digital signage. C2G also delivers customized connectivity products and solutions renowned for superior quality, value, and innovation using premium components and the latest technologies to maximize cable performance and ensure compliance with industry specifications for each cable and its designated application.</p>
Racks | Middle Atlantic | 5-29 | SLIM-5 KNOCK DOWN 29SP,20"DP | 762 | 685.8 | [8 empty] | 656747000997 | Y | 41.4 | https://assetserver.net/_assets/middle atlantic/1000/529.jpg |  | https://assetserver.net/_assets/_prop65/shortform cancerandreprod_midat.jpg | MX | Mounts & Racks | Racks |  |  | 0 | Lightweight, open design is easy to work with | Bolt-together design allows for flat shipment via UPS | Unique interlocking corner joint for exceptional strength and easy assembly | Accepts optional removable steel side panels for security and control airflow | Accepts optional attractive thermolaminate top and side panels | 55.000 x 24.000 x 6.000 | Our popular Slim 5 Series rack frame system meets a wide range of project requirements. Available in 12 standard sizes and any height from 8 to 43 spaces, the Slim 5 series ships ready-to-assemble. Strong steel construction with wide open access for easy integration.
Racks | Middle Atlantic | 5-29-26 | SLIM 5 KNOCK DOWN 29SP,26"DP | 883 | 794.7 | [8 empty] | 656747064135 | Y | 53.73 | https://assetserver.net/_assets/middle atlantic/1000/52926.jpg |  | https://assetserver.net/_assets/_prop65/shortform cancerandreprod_midat.jpg | US-United States | Mounts & Racks | Racks |  |  | 0 | Lightweight, open design is easy to work with | Bolt-together design allows for flat shipment via UPS | Unique interlocking corner joint for exceptional strength and easy assembly | Accepts optional removable steel side panels for security and control airflow | Accepts optional attractive thermolaminate top and side panels |  | Our popular Slim 5 Series rack frame system meets a wide range of project requirements. Available in 12 standard sizes and any height from 8 to 43 spaces, the Slim 5 series ships ready-to-assemble. Strong steel construction with wide open access for easy integration.
Racks | Middle Atlantic | 5-29-CONFIG | 29SP/20"D SLIM-5 CONFIG | 2069 | 1862.1 | [8 empty] | 656747123023 | Y | 105 |  |  | https://assetserver.net/_assets/_prop65/shortform cancerandreprod_midat.jpg | US-United States | Mounts & Racks | Racks |  |  | 0 | Features: Cable Management | Features: Casters | Form Factor: Floor Standing | Product Color: Black | Product Material: Steel | 27.000 x 24.000 x 60.000 | <p>Versatile rack frame system satisfies many design requirements</p>
Racks | Middle Atlantic | 5-37 | SLIM-5 KNOCK DOWN 37SP,20"DP | 800 | 720 | [8 empty] | 656747001024 | Y | 49.52 | https://assetserver.net/_assets/middle atlantic/1000/537.jpg |  | https://assetserver.net/_assets/_prop65/shortform cancerandreprod_midat.jpg | US-United States | Mounts & Racks | Racks |  |  | 0 | Bolt-together design allows for flat shipment via UPS | Unique interlocking corner joint for exceptional strength and easy assembly | Accepts optional removable steel side panels for security and control airflow | Accepts optional attractive thermolaminate top and side panels | Top includes two laser knockout locations to mount cooling fans | 70.000 x 23.000 x 12.000 | Our popular Slim 5 Series rack frame system meets a wide range of project requirements. Available in 12 standard sizes and any height from 8 to 43 spaces, the Slim 5 series ships ready-to-assemble. Strong steel construction with wide open access for easy integration.
Racks | Middle Atlantic | 5-37-CONFIG | 37SP/20"D SLIM-5 CONFIG | 2270 | 2043 | [8 empty] | 656747123030 | Y | 120 |  |  | https://assetserver.net/_assets/_prop65/shortform cancerandreprod_midat.jpg | US-United States | Mounts & Racks | Racks |  |  | 0 | Features: Cable Management | Form Factor: Floor Standing | Product Color: Black | Product Material: Steel | Maximum Weight Capacity: 1000 lb | 27.000 x 24.000 x 79.000 | <p>Versatile rack frame system satisfies many design requirements</p>
Racks | Middle Atlantic | 5-40 | SLIM-5 KNOCK DOWN 40SP | 834 | 750.6 | [9 empty] | Y | 1 |  |  |  | US-United States | Mounts & Racks | Racks |  |  | 0 | [5 empty] | 72.000 x 3.000 x 3.000
Racks | Middle Atlantic | 5-43 | SLIM-5 KNOCK DOWN 43SP,20"DP | 834 | 750.6 | [8 empty] | 656747001055 | N | 53.6 | https://assetserver.net/_assets/middle atlantic/1000/543.jpg |  | https://assetserver.net/_assets/_prop65/shortform cancerandreprod_midat.jpg | US-United States | Mounts & Racks | Racks |  |  | 0 | Bolt-together design allows for flat shipment via UPS | Unique interlocking corner joint for exceptional strength and easy assembly | Accepts optional removable steel side panels for security and control airflow | Accepts optional attractive thermolaminate top and side panels | Top includes two laser knockout locations to mount cooling fans | 79.500 x 22.500 x 7.500 | Our popular Slim 5 Series rack frame system meets a wide range of project requirements. Available in 12 standard sizes and any height from 8 to 43 spaces, the Slim 5 series ships ready-to-assemble. Strong steel construction with wide open access for easy integration.
Racks | Middle Atlantic | 5-43-26 | SLIM 5 KNOCK DOWN 43SP,26"DP | 913 | 821.7 | 1 | 1 | [6 empty] | 656747051449 | Y | 34 |  |  | https://assetserver.net/_assets/_prop65/shortform cancerandreprod_midat.jpg | US | Mounts & Racks | Racks |  |  | 0 | [5 empty] | 5.500 x 22.000 x 30.000
Racks | Middle Atlantic | 5-8 | SLIM-5 KNOCK DOWN 8SP,20"DP | 541 | 486.9 | [8 empty] | 656747001086 | Y | 28.82 |  |  | https://assetserver.net/_assets/_prop65/shortform cancerandreprod_midat.jpg | US-United States | Mounts & Racks | Racks |  |  | 0 | Lightweight, open design is easy to work with | Bolt-together design allows for flat shipment via UPS | Unique interlocking corner joint for exceptional strength and easy assembly | Accepts optional removable steel side panels for security and control airflow | Accepts optional attractive thermolaminate top and side panels | 23.500 x 3.500 x 1.250 | <b>5-8<br /></b>Our popular Slim 5 Series rack frame system meets a wide range of project requirements. Available in 12 standard sizes and any height from 8 to 43 spaces, the Slim 5 series ships ready-to-assemble. Strong steel construction with wide open access for easy integration.
Racks | Middle Atlantic | 5-8-26 | SLIM 5 KNOCK DOWN 8SP,26"DP | 662 | 595.8 | 1 | 1 | [6 empty] | 656747077197 | Y | 34.82 |  |  | https://assetserver.net/_assets/_prop65/shortform cancerandreprod_midat.jpg | US-United States | Mounts & Racks | Racks |  |  | 0 | Lightweight, open design is easy to work with | Bolt-together design allows for flat shipment via UPS | Unique interlocking corner joint for exceptional strength and easy assembly | Accepts optional removable steel side panels for security and control airflow | Accepts optional attractive thermolaminate top and side panels | 31.000 x 23.000 x 8.000 | <b>5-8-26<br /></b>Our popular Slim 5 Series rack frame system meets a wide range of project requirements. Available in 12 standard sizes and any height from 8 to 43 spaces, the Slim 5 series ships ready-to-assemble. Strong steel construction with wide open access for easy integration.
Racks | Middle Atlantic | 5AR14 | ADJ.REAR RACKRAIL FOR 5-14 | 149 | 134.1 | [8 empty] | 656747001178 | Y | 1 | https://assetserver.net/_assets/middle atlantic/1000/5ar14.jpg |  | https://assetserver.net/_assets/_prop65/shortform cancerandreprod_midat.jpg | US | Mounts & Racks | Racks |  |  | 0 | Device Supported: Rack | Depth: 20" | Weight (Approximate): 6.40 lb | Compatibility: <p>Middle-Atlantic Slim 5 Series Rack Enclosure</p> | Limited Warranty: Lifetime | 30.000 x 4.000 x 4.000 | Built to facilitate rear hanging of equipment, this Slim 5 option also permits panels to be -inchmid-mounted-inch. All brackets, rails, and hardware are included. When using this option with ganged enclosures, a cable chase kit is required. Works with steel side panels only, will not accommodate wood side panels.
Racks | Middle Atlantic | 5AR21 | ADJ.REAR RACKRAIL FOR 5-21 | 173 | 155.7 | [8 empty] | 656747001192 | Y | 8.95 | https://assetserver.net/_assets/middle atlantic/1000/5ar21.jpg |  | https://assetserver.net/_assets/_prop65/shortform cancerandreprod_midat.jpg | US-United States | Mounts & Racks | Racks |  |  | 0 | Device Supported: Rack | Depth: 20" | Weight (Approximate): 9 lb | Compatibility: <p>Middle-Atlantic Slim 5 Series Rack</p> | Limited Warranty: Lifetime | 31.000 x 4.000 x 2.000 | Built to facilitate rear hanging of equipment, this Slim 5 option also permits panels to be -inchmid-mounted-inch. All brackets, rails, and hardware are included. When using this option with ganged enclosures, a cable chase kit is required. Works with steel side panels only, will not accommodate wood side panels.
Racks | Middle Atlantic | 5AR29 | ADJ.REAR RACKRAIL FOR 5-29 | 206 | 185.4 | [8 empty] | 656747001215 | Y | 1 | https://assetserver.net/_assets/middle atlantic/1000/5ar29.jpg |  | https://assetserver.net/_assets/_prop65/shortform cancerandreprod_midat.jpg | US | Mounts & Racks | Racks |  |  | 0 | Device Supported: Rack | Depth: 20" | Weight (Approximate): 12.10 lb | Compatibility: <p>Middle-Atlantic Slim 5 Series Rack Enclosure</p> | Limited Warranty: Lifetime | 54.000 x 4.000 x 4.000 | Built to facilitate rear hanging of equipment, this Slim 5 option also permits panels to be -inchmid-mounted-inch. All brackets, rails, and hardware are included. When using this option with ganged enclosures, a cable chase kit is required. Works with steel side panels only, will not accommodate wood side panels.
Racks | Middle Atlantic | 5AR37 | ADJ.REAR RACKRAIL FOR 5-37 | 217 | 195.3 | [8 empty] | 656747001239 | Y | 14 | https://assetserver.net/_assets/middle atlantic/1000/5ar37.jpg |  | https://assetserver.net/_assets/_prop65/shortform cancerandreprod_midat.jpg | US-United States | Mounts & Racks | Racks |  |  | 0 | Device Supported: Rack | Depth: 20" | Weight (Approximate): 14 lb | Compatibility: <p>Middle-Atlantic Slim 5 Series Rack</p> | Limited Warranty: Lifetime | 54.000 x 4.000 x 4.000 | Built to facilitate rear hanging of equipment, this Slim 5 option also permits panels to be -inchmid-mounted-inch. All brackets, rails, and hardware are included. When using this option with ganged enclosures, a cable chase kit is required. Works with steel side panels only, will not accommodate wood side panels.
Racks | Middle Atlantic | 5AR43 | ADJ.REAR RACKRAIL FOR 5-43 | 225 | 202.5 | [8 empty] | 656747001253 | Y | 15.25 | https://assetserver.net/_assets/middle atlantic/1000/5ar43.jpg |  | https://assetserver.net/_assets/_prop65/shortform cancerandreprod_midat.jpg | US-United States | Mounts & Racks | Racks |  |  | 0 | Device Supported: Rack | Depth: 20" | Weight (Approximate): 15.30 lb | Compatibility: <p>Middle-Atlantic Slim 5 Series Rack</p> | Limited Warranty: Lifetime | 54.000 x 4.000 x 4.000 | Built to facilitate rear hanging of equipment, this Slim 5 option also permits panels to be -inchmid-mounted-inch. All brackets, rails, and hardware are included. When using this option with ganged enclosures, a cable chase kit is required. Works with steel side panels only, will not accommodate wood side panels.
Racks | Middle Atlantic | 5AR8 | ADJ.REAR RACKRAIL FOR 5-8 | 134 | 120.6 | [8 empty] | 656747001277 | Y | 5.1 |  |  | https://assetserver.net/_assets/_prop65/shortform cancerandreprod_midat.jpg | US-United States | Mounts & Racks | Racks |  |  | 0 | Facilitates rear hanging of equipment â€¢ Permits panels to be "mid-mounted" â€¢ All brackets, rails and hardware included Cable chase kit required when using this option with ganged enclosures â€¢ Works with all side panels | Facilitates rear hanging of equipment â€¢ Permits panels to be "mid-mounted" â€¢ All brackets, rails and hardware included Cable chase kit required when using this option with ganged enclosures â€¢ Works with all side panels | Adjustable, split design allows for mid- and rear-hanging support | Adjustable, split design allows for mid- and rear-hanging support | Works with all side panels | 24.000 x 4.000 x 4.000
Racks | Middle Atlantic | 5-BAVTRIM | BLACK BRUSH VENTED TRIM PANEL | 110 | 99 | [8 empty] | 656747068430 | Y | 0.5 |  |  | https://assetserver.net/_assets/_prop65/shortform cancerandreprod_midat.jpg | US-United States | Mounts & Racks | Racks |  |  | 0 | Product Color: Black | Product Material: Steel | Limited Warranty: Lifetime |  |  | 19.000 x 1.750 x 0.250 | Silver brushed and black brushed and anodized panels are now available to enhance the aesthetics of your Slim 5 series enclosures and match the finish of components mounted in it.
Racks | Middle Atlantic | 5CC14 | CABLE CHASE KIT FOR 5-14 | 182 | 163.8 | [8 empty] | 656747001291 | Y | 10.95 |  |  | https://assetserver.net/_assets/_prop65/shortform cancerandreprod_midat.jpg | US-United States | Mounts & Racks | Racks |  |  | 0 | Cable Manager Type: Cable Chase | Product Color: Black | Product Material: Metal | Rack Height: 14U | Height: 28.25" | 33.000 x 5.000 x 5.000 | <p>Makes room for cables; includes front, rear, top, and hardware</p> <ul> <li>Provides room for wiring and power distribution between bays</li> <li>Enables use of doors and split rear rail with ganged racks</li> <li>Includes front, rear and top channels as well as mounting hardware</li> </ul>
Racks | Middle Atlantic | 5CC14-26 | CABLE CHASE KIT FOR 5-14-26 | 188 | 169.2 | [8 empty] | 656747051258 | Y | 10.95 |  |  | https://assetserver.net/_assets/_prop65/shortform cancerandreprod_midat.jpg | US-United States | Mounts & Racks | Racks |  |  | 0 | Cable Manager Type: Cable Chase | Product Color: Black Powder Coat | Product Material: Metal | Product Material: Steel | Rack Height: 14U | 33.000 x 5.000 x 5.000 | The Middle Atlantic 5CC14-26 is a cable chase accessory that provides additional space for wiring and power distribution between bays. It is designed to enable the use of doors and split rear rail with ganged racks. The 5CC14-26 includes front, rear, top channels, and mounting hardware, making it easy to install and use. With this accessory, you can easily manage your cables and create a neat and organized setup for your equipment.
Racks | Middle Atlantic | 5CC21 | CABLE CHASE KIT FOR 5-21 | 214 | 192.6 | [8 empty] | 656747001307 | Y | 13.6 |  |  | https://assetserver.net/_assets/_prop65/shortform cancerandreprod_midat.jpg | US-United States | Mounts & Racks | Racks |  |  | 0 | Cable Manager Type: Cable Chase | Product Color: Black Powder Coat | Product Material: Metal | Product Material: Steel | Rack Height: 21U | 45.000 x 5.000 x 5.000 | <p>Makes room for cables; includes front, rear, top, and hardware</p> <ul> <li>Provides room for wiring and power distribution between bays</li> <li>Enables use of doors and split rear rail with ganged racks</li> <li>Includes front, rear and top channels as well as mounting hardware</li> </ul>
Racks | Middle Atlantic | 5CC21-26 | CABLE CHASE KIT FOR 5-21-26 | 223 | 200.7 | [8 empty] | 656747051265 | Y | 13.6 |  |  | https://assetserver.net/_assets/_prop65/shortform cancerandreprod_midat.jpg | US-United States | Mounts & Racks | Racks |  |  | 0 | Cable Manager Type: Cable Chase | Product Color: Black Powder Coat | Product Material: Metal | Product Material: Steel | Rack Height: 21U | 45.000 x 5.000 x 5.000 | The Middle Atlantic 5CC21-26 is a cable chase accessory that provides additional space for wiring and power distribution between bays. It is designed to enable the use of doors and split rear rail with ganged racks. The 5CC21-26 includes front, rear, top channels, and mounting hardware, making it easy to install and use. With this accessory, you can easily manage your cables and create a neat and organized setup for your equipment.
Racks | Middle Atlantic | 5CC29 | CABLE CHASE KIT FOR 5-29 | 250 | 225 | [8 empty] | 656747001314 | Y | 17.7 |  |  | https://assetserver.net/_assets/_prop65/shortform cancerandreprod_midat.jpg | US-United States | Mounts & Racks | Racks |  |  | 0 | Cable Manager Type: Cable Chase | Product Color: Black Powder Coat | Product Material: Metal | Product Material: Steel | Rack Height: 29U | 60.000 x 5.000 x 5.000
Racks | Middle Atlantic | 5CC29-26 | CABLE CHASE KIT FOR 5-29-26 | 263 | 236.7 | [8 empty] | 656747051272 | Y | 17.7 |  |  | https://assetserver.net/_assets/_prop65/shortform cancerandreprod_midat.jpg | US-United States | Mounts & Racks | Racks |  |  | 0 | Cable Manager Type: Cable Chase | Product Color: Black | Product Material: Metal | Rack Height: 29U | Depth: 26" | 60.000 x 5.000 x 5.000 | The Middle Atlantic 5CC29-26 is a cable chase accessory that provides additional space for wiring and power distribution between bays. It is designed to enable the use of doors and split rear rail with ganged racks. The 5CC29-26 includes front, rear, top channels, and mounting hardware, making it easy to install and use. With this accessory, you can easily manage your cables and create a neat and organized setup for your equipment.
Racks | Middle Atlantic | 5CC37 | CABLE CHASE KIT FOR 5-37 | 290 | 261 | [8 empty] | 656747001321 | Y | 20.45 |  |  | https://assetserver.net/_assets/_prop65/shortform cancerandreprod_midat.jpg | US-United States | Mounts & Racks | Racks |  |  | 0 | Cable Manager Type: Cable Chase | Product Color: Black | Product Material: Metal | Rack Height: 37U | Depth: 20" | 74.000 x 5.000 x 5.000
Racks | Middle Atlantic | 5CC37-26 | CABLE CHASE KIT FOR 5-37-26 | 303 | 272.7 | [8 empty] | 656747051289 | Y | 20.45 |  |  | https://assetserver.net/_assets/_prop65/shortform cancerandreprod_midat.jpg | US-United States | Mounts & Racks | Racks |  |  | 0 | Cable Manager Type: Cable Chase | Product Material: Metal | Compatibility: <p>Fits The Middle Atlantic 5-37-26 Racks</p> |  |  | 74.000 x 5.000 x 5.000 | The Middle Atlantic 5CC37-26 is a cable chase accessory that provides additional space for wiring and power distribution between bays. It is designed to enable the use of doors and split rear rail with ganged racks. The 5CC37-26 includes front, rear, top channels, and mounting hardware, making it easy to install and use. With this accessory, you can easily manage your cables and create a neat and organized setup for your equipment.
Racks | Middle Atlantic | 5CC43 | CABLE CHASE KIT FOR 5-43 | 333 | 299.7 | [8 empty] | 656747001338 | Y | 24.65 |  |  | https://assetserver.net/_assets/_prop65/shortform cancerandreprod_midat.jpg | US-United States | Mounts & Racks | Racks |  |  | 0 | Cable Manager Type: Cable Chase | Product Material: Steel | Rack Height: 43U | Height: 79" | Width: 3.25" | 84.000 x 5.000 x 5.000 | <p>Makes room for cables; includes front, rear, top, and hardware</p> <ul> <li>Provides room for wiring and power distribution between bays</li> <li>Enables use of doors and split rear rail with ganged racks</li> <li>Includes front, rear and top channels as well as mounting hardware</li> </ul>
Racks | Middle Atlantic | 5CC43-26 | CABLE CHASE KIT FOR 5-43-26 | 342 | 307.8 | [8 empty] | 656747051296 | Y | 24.65 |  |  | https://assetserver.net/_assets/_prop65/shortform cancerandreprod_midat.jpg | US-United States | Mounts & Racks | Racks |  |  | 0 | Cable Manager Type: Cable Chase | Product Material: Metal | Compatibility: Fits The Middle Atlantic 5-43-26 Racks |  |  | 85.000 x 5.000 x 5.000 | The Middle Atlantic 5CC43-26 is a cable chase accessory that provides additional space for wiring and power distribution between bays. It is designed to enable the use of doors and split rear rail with ganged racks. The 5CC43-26 includes front, rear, top channels, and mounting hardware, making it easy to install and use. With this accessory, you can easily manage your cables and create a neat and organized setup for your equipment.
Racks | Middle Atlantic | 5CC8 | CABLE CHASE KIT FOR 5-8 | 159 | 143.1 | [8 empty] | 656747001345 | Y | 7.2 |  |  | https://assetserver.net/_assets/_prop65/shortform cancerandreprod_midat.jpg | US-United States | Mounts & Racks | Racks |  |  | 0 | Cable Manager Type: Cable Chase | Product Color: Black Powder Coat | Product Material: Metal | Product Material: Steel | Rack Height: 8U | 24.000 x 5.000 x 5.000 | <p>Makes room for cables; includes front, rear, top, and hardware</p> <ul> <li>Provides room for wiring and power distribution between bays</li> <li>Enables use of doors and split rear rail with ganged racks</li> <li>Includes front, rear and top channels as well as mounting hardware</li> </ul>
Racks | Middle Atlantic | 5-FAN-K | SLIM 5 FAN KIT,2 FANS | 238 | 214.2 | [8 empty] | 656747103728 | Y | 4.5 |  |  | https://assetserver.net/_assets/_prop65/shortform cancerandreprod_midat.jpg | US-United States | Mounts & Racks | Racks |  |  | 0 | Number of Fans: 2 | Maximum Airflow: 114 CFM | Product Color: Black | Product Material: Steel | Maximum Fan Diameter: 4.50" | 8.500 x 8.500 x 8.500 | The 5-FAN-K is a fan kit designed specifically for Slim 5 Series racks. The kit includes two 4.5in fans with vent blockers, a power cord, and mounting hardware, making it a complete solution for those who need to add cooling to their Slim 5 rack. The fan kit fits perfectly in top knockouts on Slim 5 racks or in the top of rear access panels. It includes fan guards to ensure that your equipment stays protected while still receiving optimal airflow.
Racks | Middle Atlantic | 5-RS14 | 14"HFR BOTTOM RUNNER SET | 66 | 59.4 | [8 empty] | 656747185878 | Y | 1 |  |  | https://assetserver.net/_assets/_prop65/shortform cancerandreprod_midat.jpg | NO | Mounts & Racks | Racks |  |  | 0 | Device Supported: Rack | Height: 0.3" | Width: 1.5" | Depth: 13.5" | Environmentally Friendly: Yes | 23.500 x 3.500 x 1.250 | The Middle Atlantic 5-RS14 is a rack slider accessory designed to provide a space-saving method for sliding small racks into millwork openings. The low-friction sliders allow for easy integration of racks into furniture openings, making it a convenient option for those with limited space. The wear-resistant, low-friction material used in the 5-RS14 is kind to most furniture surfaces, ensuring that your furniture stays protected during the integration process.
Racks | Middle Atlantic | 5-RS18 | 18"BOTTOM RUNNER SET | 68 | 61.2 | [8 empty] | 656747115288 | Y | 1 |  |  | https://assetserver.net/_assets/_prop65/shortform cancerandreprod_midat.jpg | US-United States | Mounts & Racks | Racks |  |  | 0 | Device Supported: Rack | Height: 0.3" | Width: 1.5" | Depth: 17.6" | Environmentally Friendly: Yes | 23.500 x 3.500 x 1.500 | The Middle Atlantic 5-RS18 is a rack slider accessory designed to provide a space-saving method for sliding small racks into millwork openings. The low-friction sliders allow for easy integration of racks into furniture openings, making it a convenient option for those with limited space. The wear-resistant, low-friction material used in the 5-RS18 is kind to most furniture surfaces, ensuring that your furniture stays protected during the integration process.
Racks | Middle Atlantic | 5-RS20 | 20"SLIM 5 BOTTOM RUNNER SET | 73 | 65.7 | 3 | [6 empty] | 3 | 656747099151 | Y | 0.9 |  |  | https://assetserver.net/_assets/_prop65/shortform cancerandreprod_midat.jpg | US-United States | Mounts & Racks | Racks |  |  | 0 | Form Factor: Rack-mountable | Product Material: Steel | Height: 0.3" | Width: 1.5" | Depth: 20" | 23.500 x 3.500 x 1.500 | <p>low-friction bottom runners allow the Slim 5 to easily slide in and out of credenzas and lecterns</p> <ul> <li>Provides a space-saving method for sliding small racks into millwork openings</li> <li>Wear resistant, low friction material is kind to most furniture surfaces</li> </ul>
Racks | Middle Atlantic | 5-RS23 | 23" DEEP LOW FRICTION RUNNER KIT | 74 | 66.6 | [8 empty] | 656747268472 | Y | 1.2 |  |  | https://assetserver.net/_assets/_prop65/shortform cancerandreprod_midat.jpg | US-United States | Mounts & Racks | Racks |  |  | 0 | Form Factor: Rack-mountable | Maximum Weight Capacity: 250 lb | Width: 1.5" | Depth: 23" |  | 23.750 x 3.500 x 1.500 | <p>23 deep, low friction runner kit lets integrated racks slide into furniture openings.</p>
Racks | Middle Atlantic | 5-RS26 | 26"SLIM 5 BOTTOM RUNNER SET | 75 | 67.5 | [8 empty] | 656747099168 | Y | 1.5 |  |  | https://assetserver.net/_assets/_prop65/shortform cancerandreprod_midat.jpg | US | Mounts & Racks | Racks |  |  | 0 | Form Factor: Rack-mountable | Product Material: Steel | Height: 0.3" | Width: 1.5" | Depth: 25.6" | 26.500 x 3.750 x 2.000 | The Middle Atlantic 5-RS26 is a rack slider accessory designed to provide a space-saving method for sliding small racks into millwork openings. The low-friction sliders allow for easy integration of racks into furniture openings, making it a convenient option for those with limited space. The wear-resistant, low-friction material used in the 5-RS26 is kind to most furniture surfaces, ensuring that your furniture stays protected during the integration process.
Racks | Middle Atlantic | 5W | SLIM5 CASTERS W/HARDWARE | 110 | 99 | [8 empty] | 656747001369 | Y | 5.65 | https://assetserver.net/_assets/middle atlantic/1000/5w.jpg |  | https://assetserver.net/_assets/_prop65/shortform cancerandreprod_midat.jpg | US-United States | Mounts & Racks | Racks |  |  | 0 | Recommended Surface: Hard Floor | Application/Usage: Rack | Features: Heavy Duty | Product Material: Rubber | Height: 2.1" | 8.000 x 8.000 x 8.000 | Heavy duty casters bolt directly to the bottom of Slim 5 racks or can be concealed in a skirted base. Casters are available in commercial grade and a fine floor version with a soft rubber wheel constructed of Dynatread TPR to protect against damaging decorative flooring. Available in locking and non-locking. Casters add 3-7/8-inch to overall cabinet height.
Racks | Middle Atlantic | 5WL | LOCKING SLIM5 CASTERS W/HDW | 134 | 120.6 | [8 empty] | 656747001376 | Y | 5.95 | https://assetserver.net/_assets/middle atlantic/1000/5wl.jpg |  | https://assetserver.net/_assets/_prop65/shortform cancerandreprod_midat.jpg | US-United States | Mounts & Racks | Racks |  |  | 0 | Application/Usage: Rack | Features: Heavy Duty | Compatibility: <p>Middle-Atlantic - Slim 5 Rack</p> | Limited Warranty: 7 Year |  | 15.000 x 15.000 x 16.000 | Heavy duty casters bolt directly to the bottom of Slim 5 racks or can be concealed in a skirted base. Casters are available in commercial grade and a fine floor version with a soft rubber wheel constructed of Dynatread TPR to protect against damaging decorative flooring. Available in locking and non-locking. Casters add 3-7/8-inch to overall cabinet height.
Racks | Middle Atlantic | 5WLR | FLOOR FRIENDLY LOCKING CASTERS(4)SLIM5 | 241 | 216.9 | [8 empty] | 656747067099 | Y | 5.95 | https://assetserver.net/_assets/middle atlantic/1000/5wlr.jpg |  | https://assetserver.net/_assets/_prop65/shortform cancerandreprod_midat.jpg | US-United States | Mounts & Racks | Racks |  |  | 0 | Recommended Surface: Hard Floor | Application/Usage: Rack | Features: Heavy Duty | Height: 2.1" | Compatibility: Middle Atlantic Slim 5 Rack | 9.000 x 9.000 x 9.000 | Heavy duty casters bolt directly to the bottom of Slim 5 racks or can be concealed in a skirted base. Casters are available in commercial grade and a fine floor version with a soft rubber wheel constructed of Dynatread TPR to protect against damaging decorative flooring. Available in locking and non-locking. Casters add 3-7/8-inch to overall cabinet height.
Racks | Middle Atlantic | 5WR | FLOOR FRIENDLY CASTERS(4)SLIM5 | 200 | 180 | [8 empty] | 656747067082 | Y | 5.65 | https://assetserver.net/_assets/middle atlantic/1000/5wr.jpg |  | https://assetserver.net/_assets/_prop65/shortform cancerandreprod_midat.jpg | US-United States | Mounts & Racks | Racks |  |  | 0 | Recommended Surface: Hard Floor | Application/Usage: Rack | Features: Heavy Duty | Product Material: Rubber | Height: 2.1" | 9.000 x 9.000 x 9.000 | Heavy duty casters bolt directly to the bottom of Slim 5 racks or can be concealed in a skirted base. Casters are available in commercial grade and a fine floor version with a soft rubber wheel constructed of Dynatread TPR to protect against damaging decorative flooring. Available in locking and non-locking. Casters add 3-7/8-inch to overall cabinet height.
Racks | Middle Atlantic | 7/16X4 | 7/16" (4) PORT UCP PNL | 30 | 27 | [8 empty] | 656747001505 | Y | 0.14 |  |  | https://assetserver.net/_assets/_prop65/shortform cancerandreprod_midat.jpg | US-United States | Mounts & Racks | Racks |  |  | 0 | Aluminum construction with black brushed and anodized finish | Fits in UCP Series frame kits, swinging frame, chassis, and cable tray |  |  |  | 3.500 x 3.500 x 0.160
Racks | Middle Atlantic | ACC-KEY | KEYS FOR ALL DRAWERS(C420A)EA. | 12 | 10.8 | [8 empty] | 656747040672 | Y | 0.04 |  |  | https://assetserver.net/_assets/_prop65/shortform cancerandreprod_midat.jpg | US-United States | Mounts & Racks | Racks |  |  | 0 | Product Material: Brass | Weight (Approximate): 0.32 oz | Compatibility: UD Series Drawers |  |  | 2.000 x 1.000 x 0.250 | <p>The Middle Atlantic ACC-KEY is a set of 2 keys designed to fit products using the KYLK model locks. It is compatible with most DLBX, VLBX, LBX, rackmount storage, and security covers, making it a versatile key set for various Middle Atlantic products. With the ACC-KEY, users can easily secure their equipment and ensure that only authorized personnel have access to it.</p>
Racks | Middle Atlantic | AFACE10 | 10SP ALUMINUM RSH FACE ONLY | 192 | 172.8 | [8 empty] | 656747001635 | Y | 2.25 |  |  | https://assetserver.net/_assets/_prop65/shortform cancerandreprod_midat.jpg | US-United States | Mounts & Racks | Racks |  |  | 0 | Face plate only for RSH Series custom rackshelves | Black brushed and anodized finish |  |  |  | 19.000 x 17.500 x 1.000
Racks | Middle Atlantic | AFACE12 | 12SP ALUMINUM RSH FACE ONLY | 192 | 172.8 | [8 empty] | 656747001659 | Y | 2.5 |  |  | https://assetserver.net/_assets/_prop65/shortform cancerandreprod_midat.jpg | US-United States | Mounts & Racks | Racks |  |  | 0 | Face plate only for RSH Series custom rackshelves | Black brushed and anodized finish |  |  |  | 19.000 x 21.000 x 1.000
Racks | Middle Atlantic | AFACE2 | 2SP ALUMINUM RSH FACE ONLY | 161 | 144.9 | [8 empty] | 656747001666 | Y | 0.6 |  |  | https://assetserver.net/_assets/_prop65/shortform cancerandreprod_midat.jpg | US-United States | Mounts & Racks | Racks |  |  | 0 | Face plate only for RSH Series custom rackshelves | Black brushed and anodized finish |  |  |  | 19.000 x 7.000 x 1.000
Racks | Middle Atlantic | AFACE3 | 3SP ALUMINUM RSH FACE ONLY | 161 | 144.9 | [8 empty] | 656747001673 | Y | 0.75 |  |  | https://assetserver.net/_assets/_prop65/shortform cancerandreprod_midat.jpg | US-United States | Mounts & Racks | Racks |  |  | 0 | Device Supported: Rack Shelf | Product Color: Black | Product Material: Aluminum | Height: 5.3" | Width: 19" | 19.000 x 7.000 x 1.000 | <p>Custom-cut faceplate has premium brushed and anodized finish</p> <ul> <li>Face plate only for RSH Series custom rackshelves</li> <li>Black brushed and anodized finish</li> </ul>
Racks | Middle Atlantic | AFACE4 | 4SP ALUMINUM RSH FACE ONLY | 161 | 144.9 | [8 empty] | 656747001680 | Y | 1 |  |  | https://assetserver.net/_assets/_prop65/shortform cancerandreprod_midat.jpg | US-United States | Mounts & Racks | Racks |  |  | 0 | Face plate only for RSH Series custom rackshelves | Black brushed and anodized finish |  |  |  | 19.000 x 7.000 x 1.000 | <p>Custom-cut faceplate has premium brushed and anodized finish</p>
Racks | Middle Atlantic | AFACE5 | 5SP ALUMINUM RSH FACE ONLY | 161 | 144.9 | [8 empty] | 656747001697 | Y | 1.25 |  |  | https://assetserver.net/_assets/_prop65/shortform cancerandreprod_midat.jpg | US-United States | Mounts & Racks | Racks |  |  | 0 | Product Color: Black Anodized |  |  |  |  | 19.000 x 8.750 x 1.000
Racks | Middle Atlantic | AFACE6 | 6SP ALUMINUM RSH FACE ONLY | 192 | 172.8 | [8 empty] | 656747001703 | Y | 1.5 |  |  | https://assetserver.net/_assets/_prop65/shortform cancerandreprod_midat.jpg | US-United States | Mounts & Racks | Racks |  |  | 0 | Face plate only for RSH Series custom rackshelves | Black brushed and anodized finish |  |  |  | 19.000 x 10.500 x 1.000 | <p>Custom-cut faceplate has premium brushed and anodized finish</p>
Racks | Middle Atlantic | AFACE7 | 7SP ALUMINUM RSH FACE ONLY | 192 | 172.8 | [8 empty] | 656747001710 | Y | 1.75 |  |  | https://assetserver.net/_assets/_prop65/shortform cancerandreprod_midat.jpg | US-United States | Mounts & Racks | Racks |  |  | 0 | Face plate only for RSH Series custom rackshelves | Black brushed and anodized finish |  |  |  | 19.000 x 12.250 x 1.000
Racks | Middle Atlantic | AFACE8 | 8SP ALUMINUM RSH FACE ONLY | 192 | 172.8 | [8 empty] | 656747001727 | Y | 1.75 |  |  | https://assetserver.net/_assets/_prop65/shortform cancerandreprod_midat.jpg | US-United States | Mounts & Racks | Racks |  |  | 0 | Face plate only for RSH Series custom rackshelves | Black brushed and anodized finish |  |  |  | 19.000 x 14.000 x 1.000
Racks | Middle Atlantic | AFACE9 | 9SP ALUMINUM RSH FACE ONLY | 192 | 172.8 | [8 empty] | 656747001734 | Y | 2 |  |  | https://assetserver.net/_assets/_prop65/shortform cancerandreprod_midat.jpg | US-United States | Mounts & Racks | Racks |  |  | 0 | Face plate only for RSH Series custom rackshelves | Black brushed and anodized finish |  |  |  | 19.000 x 15.750 x 1.000
Racks | Middle Atlantic | ANGLE-1 | 1BAY VRK FLOOR ANGLES (PR) | 245 | 220.5 | [8 empty] | 656747001802 | Y | 13 |  |  | https://assetserver.net/_assets/_prop65/shortform cancerandreprod_midat.jpg | US-United States | Mounts & Racks | Racks |  |  | 0 | Color Family: Black | Product Color: Black | Product Material: Steel | Width: 21.8" | Depth: 29.2" | 30.000 x 4.000 x 4.000 | Timesaving and practical, the Raised Floor Enclosure System&trade; consists of 2-1/2-inch high riser bases, which provide the ability to perform field rough-in procedures prior to the arrival of the racks and enclosures. Also handy as a lower cable chase for passing cables between racks in multi-bay applications, riser bases feature 1/8-inch thick fully welded construction and an attractive black powder coat finish. Riser bases feature knockouts for passing cables between joined riser bases. Riser feet bring riser bases to a 12-inch height for use with raised floors. Raised floor support angles support floor tiles when used with riser bases and feet. Custom width, depth and height RIB Series riser bases are also available
Racks | Middle Atlantic | ANGLE-1-36 | 1 BAY MRK FLOOR ANGLES(PR)36DP | 274 | 246.6 | [8 empty] | 656747063732 | Y | 15 |  |  | https://assetserver.net/_assets/_prop65/shortform cancerandreprod_midat.jpg | US-United States | Mounts & Racks | Racks |  |  | 0 | Features: Cable Management | Color Family: Black | Product Color: Black | Product Material: Steel | Width: 21.8" | 43.000 x 4.000 x 4.000 | Timesaving and practical, the Raised Floor Enclosure System&trade; consists of 2-1/2-inch high riser bases, which provide the ability to perform field rough-in procedures prior to the arrival of the racks and enclosures. Also handy as a lower cable chase for passing cables between racks in multi-bay applications, riser bases feature 1/8-inch thick fully welded construction and an attractive black powder coat finish. Riser bases feature knockouts for passing cables between joined riser bases. Riser feet bring riser bases to a 12-inch height for use with raised floors. Raised floor support angles support floor tiles when used with riser bases and feet. Custom width, depth and height RIB Series riser bases are also available,
Racks | Middle Atlantic | ANGLE-1-42 | 1 BAY MRK FLOOR ANGLES PAIR 42"DP | 274 | 246.6 | [8 empty] | 656747068676 | Y | 15 |  |  | https://assetserver.net/_assets/_prop65/shortform cancerandreprod_midat.jpg | US-United States | Mounts & Racks | Racks |  |  | 0 | Features: Cable Management | Color Family: Black | Product Color: Black | Product Material: Steel | Width: 21.8" | 43.000 x 4.000 x 4.000 | Timesaving and practical, the Raised Floor Enclosure System&trade; consists of 2-1/2-inch high riser bases, which provide the ability to perform field rough-in procedures prior to the arrival of the racks and enclosures. Also handy as a lower cable chase for passing cables between racks in multi-bay applications, riser bases feature 1/8-inch thick fully welded construction and an attractive black powder coat finish. Riser bases feature knockouts for passing cables between joined riser bases. Riser feet bring riser bases to a 12-inch height for use with raised floors. Raised floor support angles support floor tiles when used with riser bases and feet. Custom width, depth and height RIB Series riser bases are also available,
Racks | Middle Atlantic | ANGLE-2-36 | 2 BAY MRK FLOOR ANGLES(PR)36DP | 301 | 270.9 | [8 empty] | 656747063749 | Y | 17 |  |  | https://assetserver.net/_assets/_prop65/shortform cancerandreprod_midat.jpg | US-United States | Mounts & Racks | Racks |  |  | 0 | Features: Cable Management | Color Family: Black | Product Color: Black | Product Material: Steel | Width: 43.8" | 48.000 x 4.000 x 4.000 | Timesaving and practical, the Raised Floor Enclosure System&trade; consists of 2-1/2-inch high riser bases, which provide the ability to perform field rough-in procedures prior to the arrival of the racks and enclosures. Also handy as a lower cable chase for passing cables between racks in multi-bay applications, riser bases feature 1/8-inch thick fully welded construction and an attractive black powder coat finish. Riser bases feature knockouts for passing cables between joined riser bases. Riser feet bring riser bases to a 12-inch height for use with raised floors. Raised floor support angles support floor tiles when used with riser bases and feet. Custom width, depth and height RIB Series riser bases are also available,
Racks | Middle Atlantic | ANGLE-3 | 3BAY VRK FLOOR ANGLES (PR) | 294 | 264.6 | [8 empty] | 656747001826 | Y | 26 |  |  | https://assetserver.net/_assets/_prop65/shortform cancerandreprod_midat.jpg | US-United States | Mounts & Racks | Racks |  |  | 0 | Color Family: Black | Product Color: Black | Product Material: Steel | Width: 65.8" | Depth: 29.2" | 72.000 x 4.000 x 4.000 | Timesaving and practical, the Raised Floor Enclosure System&trade; consists of 2-1/2-inch high riser bases, which provide the ability to perform field rough-in procedures prior to the arrival of the racks and enclosures. Also handy as a lower cable chase for passing cables between racks in multi-bay applications, riser bases feature 1/8-inch thick fully welded construction and an attractive black powder coat finish. Riser bases feature knockouts for passing cables between joined riser bases. Riser feet bring riser bases to a 12-inch height for use with raised floors. Raised floor support angles support floor tiles when used with riser bases and feet. Custom width, depth and height RIB Series riser bases are also available
Racks | Middle Atlantic | ANGLE-3-36 | 3 BAY MRK FLOOR ANGLES(PR)36DP | 330 | 297 | [8 empty] | 656747063756 | Y | 24.9 |  |  | https://assetserver.net/_assets/_prop65/shortform cancerandreprod_midat.jpg | US-United States | Mounts & Racks | Racks |  |  | 0 | Features: Cable Management | Color Family: Black | Product Color: Black | Product Material: Steel | Width: 65.8" | 76.000 x 3.000 x 3.000 | Timesaving and practical, the Raised Floor Enclosure System&trade; consists of 2-1/2-inch high riser bases, which provide the ability to perform field rough-in procedures prior to the arrival of the racks and enclosures. Also handy as a lower cable chase for passing cables between racks in multi-bay applications, riser bases feature 1/8-inch thick fully welded construction and an attractive black powder coat finish. Riser bases feature knockouts for passing cables between joined riser bases. Riser feet bring riser bases to a 12-inch height for use with raised floors. Raised floor support angles support floor tiles when used with riser bases and feet. Custom width, depth and height RIB Series riser bases are also available,
Racks | Middle Atlantic | ANGLE-3-42 | 3 BAY MRK FLOOR ANGLES PAIR 42"DP | 330 | 297 | [8 empty] | 656747068690 | Y | 19 |  |  | https://assetserver.net/_assets/_prop65/shortform cancerandreprod_midat.jpg | US-United States | Mounts & Racks | Racks |  |  | 0 | Features: Cable Management | Color Family: Black | Product Color: Black | Product Material: Steel | Width: 65.8" | 72.000 x 3.000 x 3.000 | Timesaving and practical, the Raised Floor Enclosure System&trade; consists of 2-1/2-inch high riser bases, which provide the ability to perform field rough-in procedures prior to the arrival of the racks and enclosures. Also handy as a lower cable chase for passing cables between racks in multi-bay applications, riser bases feature 1/8-inch thick fully welded construction and an attractive black powder coat finish. Riser bases feature knockouts for passing cables between joined riser bases. Riser feet bring riser bases to a 12-inch height for use with raised floors. Raised floor support angles support floor tiles when used with riser bases and feet. Custom width, depth and height RIB Series riser bases are also available,
Racks | Middle Atlantic | ANGLE-4 | 4BAY VRK FLOOR ANGLES (PR) | 325 | 292.5 | [8 empty] | 656747001833 | Y | 27 |  |  | https://assetserver.net/_assets/_prop65/shortform cancerandreprod_midat.jpg | US-United States | Mounts & Racks | Racks |  |  | 0 | Color Family: Black | Product Color: Black | Product Material: Steel | Width: 87.8" | Depth: 29.2" | 94.000 x 4.000 x 4.000 | Timesaving and practical, the Raised Floor Enclosure System&trade; consists of 2-1/2-inch high riser bases, which provide the ability to perform field rough-in procedures prior to the arrival of the racks and enclosures. Also handy as a lower cable chase for passing cables between racks in multi-bay applications, riser bases feature 1/8-inch thick fully welded construction and an attractive black powder coat finish. Riser bases feature knockouts for passing cables between joined riser bases. Riser feet bring riser bases to a 12-inch height for use with raised floors. Raised floor support angles support floor tiles when used with riser bases and feet. Custom width, depth and height RIB Series riser bases are also available
Racks | Middle Atlantic | ANGLE-4-36 | 4 BAY MRK FLOOR ANGLES(PR)36DP | 363 | 326.7 | [8 empty] | 656747063763 | Y | 28 |  |  | https://assetserver.net/_assets/_prop65/shortform cancerandreprod_midat.jpg | US-United States | Mounts & Racks | Racks |  |  | 0 | Features: Cable Management | Color Family: Black | Product Color: Black | Product Material: Steel | Width: 87.8" | 94.000 x 4.000 x 4.000 | Timesaving and practical, the Raised Floor Enclosure System&trade; consists of 2-1/2-inch high riser bases, which provide the ability to perform field rough-in procedures prior to the arrival of the racks and enclosures. Also handy as a lower cable chase for passing cables between racks in multi-bay applications, riser bases feature 1/8-inch thick fully welded construction and an attractive black powder coat finish. Riser bases feature knockouts for passing cables between joined riser bases. Riser feet bring riser bases to a 12-inch height for use with raised floors. Raised floor support angles support floor tiles when used with riser bases and feet. Custom width, depth and height RIB Series riser bases are also available,
Racks | Middle Atlantic | ANGLE-5 | 5BAY VRK FLOOR ANGLES (PR) | 356 | 320.4 | [8 empty] | 656747001840 | Y | 31 |  |  | https://assetserver.net/_assets/_prop65/shortform cancerandreprod_midat.jpg | US-United States | Mounts & Racks | Racks |  |  | 0 | Color Family: Black | Product Color: Black | Product Material: Steel | Width: 109.9" | Depth: 29.2" | 116.000 x 4.000 x 4.000 | Timesaving and practical, the Raised Floor Enclosure System&trade; consists of 2-1/2-inch high riser bases, which provide the ability to perform field rough-in procedures prior to the arrival of the racks and enclosures. Also handy as a lower cable chase for passing cables between racks in multi-bay applications, riser bases feature 1/8-inch thick fully welded construction and an attractive black powder coat finish. Riser bases feature knockouts for passing cables between joined riser bases. Riser feet bring riser bases to a 12-inch height for use with raised floors. Raised floor support angles support floor tiles when used with riser bases and feet. Custom width, depth and height RIB Series riser bases are also available
Racks | Middle Atlantic | ANGLE-5-36 | 5 BAY MRK FLOOR ANGLES(PR)36DP | 398 | 358.2 | [8 empty] | 656747063770 | Y | 33 |  |  | https://assetserver.net/_assets/_prop65/shortform cancerandreprod_midat.jpg | US-United States | Mounts & Racks | Racks |  |  | 0 | Features: Cable Management | Color Family: Black | Product Color: Black | Product Material: Steel | Width: 109.9" | 116.000 x 4.000 x 4.000 | Timesaving and practical, the Raised Floor Enclosure System&trade; consists of 2-1/2-inch high riser bases, which provide the ability to perform field rough-in procedures prior to the arrival of the racks and enclosures. Also handy as a lower cable chase for passing cables between racks in multi-bay applications, riser bases feature 1/8-inch thick fully welded construction and an attractive black powder coat finish. Riser bases feature knockouts for passing cables between joined riser bases. Riser feet bring riser bases to a 12-inch height for use with raised floors. Raised floor support angles support floor tiles when used with riser bases and feet. Custom width, depth and height RIB Series riser bases are also available,
Racks | Middle Atlantic | AP-2 | 2SP ACCESS PANEL | 68 | 61.2 | [8 empty] | 656747001857 | Y | 1 |  |  | https://assetserver.net/_assets/_prop65/shortform cancerandreprod_midat.jpg | US | Mounts & Racks | Racks |  |  | 0 | Product Color: Black | Height: 3.5" | Limited Warranty: Lifetime |  |  | 18.500 x 3.500 x 1.250 | Solid access panel provide quick passage to rack interiors. Fabricated from easily machinable .090 black powder coated aluminum, these access panels are perfect for those situations where access to the rear of connector panels is required. Captive thumbscrews require no tools and will not get lost.
Racks | Middle Atlantic | AP-4 | 4SP ACCESS PANEL | 77 | 69.3 | [8 empty] | 656747001871 | Y | 1.5 |  |  | https://assetserver.net/_assets/_prop65/shortform cancerandreprod_midat.jpg | US | Mounts & Racks | Racks |  |  | 0 | Product Color: Black | Height: 7" | Limited Warranty: Lifetime |  |  | 18.500 x 7.000 x 1.250 | Solid Access panels provide quick passage to rack interiors. Fabricated from easily machinable .090 black powder coated aluminum, these access panels are perfect for those situations where access to the rear of connector panels is required. Captive thumbscrews require no tools and will not get lost.
Racks | Middle Atlantic | AP-6 | 6SP ACCESS PANEL | 96 | 86.4 | [8 empty] | 656747001895 | Y | 1 |  |  | https://assetserver.net/_assets/_prop65/shortform cancerandreprod_midat.jpg | US | Mounts & Racks | Racks |  |  | 0 | Device Supported: Rack | Color Family: Other | Product Color: Black Powder Coat | Product Material: Aluminium | Compatible Rack Height: 6U | 18.500 x 10.500 x 1.250 | Solid access panel provide quick passage to rack interiors. Fabricated from easily machinable .090 black powder coated aluminum, these access panels are perfect for those situations where access to the rear of connector panels is required. Captive thumbscrews require no tools and will not get lost.
Racks | Middle Atlantic | APM-2 | 2SP(3-1/2")HIGNED,ACCESSORY MOUNTING PANEL,BLK | 93 | 83.7 | [8 empty] | 656747178450 | Y | 1.2 |  |  | https://assetserver.net/_assets/_prop65/shortform cancerandreprod_midat.jpg | US-United States | Mounts & Racks | Racks |  |  | 0 | Product Color: Black Powder Coat | Compatible Rack Height: 2U | Height: 3.5" | Width: 19" | Depth: 1.5" | 18.500 x 3.500 x 1.000 | <p>Here's a great new solution for mounting small items conveniently in a rack. Aluminum panel is easily drilled for mounting punch-blocks, terminal strips, power supplies and similar items. Hinged design provides easy access for maintenance and changes.</p> <ul> <li>Universal mounting pattern holds most small devices easily</li> <li>Aluminum construction is easily machinable</li> <li>Hinged on one side for easy interior access</li> <li>Captive 10-32 threaded thumbscrews require no tools to open</li> </ul>
Racks | Middle Atlantic | APM-3 | 3SP(5-1/4")HINGED,ACCESSORY MOUNTING PANEL,BK | 99 | 89.1 | [8 empty] | 656747178467 | Y | 1.5 |  |  | https://assetserver.net/_assets/_prop65/shortform cancerandreprod_midat.jpg | US-United States | Mounts & Racks | Racks |  |  | 0 | Form Factor: Rack-mountable | Product Color: Black Powder Coat | Product Material: Steel | Product Material: Aluminum | Height: 5.3" | 18.500 x 5.500 x 1.000 | <p>Here's a great new solution for mounting small items conveniently in a rack. Aluminum panel is easily drilled for mounting punch-blocks, terminal strips, power supplies and similar items. Hinged design provides easy access for maintenance and changes.</p> <ul> <li>Universal mounting pattern holds most small devices easily</li> <li>Aluminum construction is easily machinable</li> <li>Hinged on one side for easy interior access</li> <li>Captive 10-32 threaded thumbscrews require no tools to open</li> </ul>
Racks | Middle Atlantic | APM-4 | 4SP(7")HINGED,ACCESSORY MOUNTING PANEL,BK | 103 | 92.7 | [8 empty] | 656747178474 | Y | 1.83 |  |  | https://assetserver.net/_assets/_prop65/shortform cancerandreprod_midat.jpg | US-United States | Mounts & Racks | Racks |  |  | 0 | Product Color: Black | Product Material: Steel | Compatible Rack Height: 4U | Height: 7" | Width: 19" | 18.200 x 7.000 x 1.000 | <b>APM-4</b><br> Here's a great new solution for mounting small items conveniently in a rack. Aluminum panel is easily drilled for mounting punch-blocks, terminal strips, power supplies and similar items. Hinged design provides easy access for maintenance and changes.
Racks | Middle Atlantic | APTRKMDKT | Top for MID-PTRK-21MDK cabinet | [11 empty] | Y | 1 |  |  | https://assetserver.net/_assets/_prop65/ca prop 65 short form label.jpg | US-United States | Mounts & Racks | Racks |  |  | 0 | [5 empty] | 14.500 x 14.500 x 5.250
Racks | Middle Atlantic | APV-2 | 2SP SLOTTED ACCESS PANEL | 79 | 71.1 | [8 empty] | 656747066634 | Y | 1.3 |  |  | https://assetserver.net/_assets/_prop65/shortform cancerandreprod_midat.jpg | US-United States | Mounts & Racks | Racks |  |  | 0 | Product Color: Black | Height: 3.5" | Limited Warranty: 3 Year |  |  | 18.500 x 3.500 x 1.250 | Vented Access panels provide quick passage to rack interiors. Fabricated from easily machinable .090 black powder coated aluminum, these access panels are perfect for those situations where access to the rear of connector panels is required. Captive thumbscrews require no tools and will not get lost.
Racks | Middle Atlantic | APV-4 | 4SP SLOTTED ACCESS PANEL | 94 | 84.6 | [8 empty] | 656747066641 | Y | 2.36 |  |  | https://assetserver.net/_assets/_prop65/shortform cancerandreprod_midat.jpg | US-United States | Mounts & Racks | Racks |  |  | 0 | Color Family: Black | Product Color: Black | Height: 7" | Limited Warranty: 3 Year |  | 18.500 x 7.000 x 1.250 | Vented access panel provide quick passage to rack interiors. Fabricated from easily machinable .090 black powder coated aluminum, these access panels are perfect for those situations where access to the rear of connector panels is required. Captive thumbscrews require no tools and will not get lost.
Racks | Middle Atlantic | APV-6 | 6SP SLOTTED ACCESS PANEL | 111 | 99.9 | [8 empty] | 656747066658 | Y | 3.3 |  |  | https://assetserver.net/_assets/_prop65/shortform cancerandreprod_midat.jpg | US-United States | Mounts & Racks | Racks |  |  | 0 | Product Color: Black | Height: 10.5" | Limited Warranty: 3 Year |  |  | 18.500 x 10.500 x 1.250 | Vented access panel provide quick passage to rack interiors. Fabricated from easily machinable .090 black powder coated aluminum, these access panels are perfect for those situations where access to the rear of connector panels is required. Captive thumbscrews require no tools and will not get lost.
Racks | Middle Atlantic | AS3-22 | 3SPX22DP ADJ.SHELF, HVY DUTY | 229 | 206.1 | [8 empty] | 656747002090 | Y | 16.4 |  |  | https://assetserver.net/_assets/_prop65/shortform cancerandreprod_midat.jpg | US-United States | Mounts & Racks | Racks |  |  | 0 | [5 empty] | 18.000 x 24.000 x 2.000
Racks | Middle Atlantic | ASR-30 | 30" SLIDEOUT ROTATING SHELF SYSTEM | 1042 | 937.8 | [8 empty] | 656747068225 | Y | 68 | https://assetserver.net/_assets/middle atlantic/1000/asr30.jpg |  | https://assetserver.net/_assets/_prop65/shortform cancerandreprod_midat.jpg | US-United States | Mounts & Racks | Racks |  |  | 0 | [5 empty] | 39.000 x 21.000 x 6.000
Racks | Middle Atlantic | ASR-30-HD | 22"USABLE HT,21"DP,4 SHLVS | 2067 | 1860.3 | [8 empty] | 656747065101 | Y | 107 | https://assetserver.net/_assets/middle atlantic/1000/asr30hd.jpg |  | https://assetserver.net/_assets/_prop65/shortform cancerandreprod_midat.jpg | US-United States | Mounts & Racks | Racks |  |  | 0 | [5 empty] | 27.000 x 24.000 x 38.000
Racks | Middle Atlantic | ASR-36 | 36" SLIDEOUT ROTATING SHELF SYSTEM | 1130 | 1017 | [8 empty] | 656747068218 | Y | 78 | https://assetserver.net/_assets/middle atlantic/1000/asr36.jpg |  | https://assetserver.net/_assets/_prop65/shortform cancerandreprod_midat.jpg | US-United States | Mounts & Racks | Racks |  |  | 0 | Self-leveling shelves are simple to install and are adjustable in 3/4” increments | Ships ready-to-assemble to save space | Included cable management system facilitates a clean, organized installation |  |  | 6.000 x 39.000 x 21.000 | Specify an ASR for installing non-rackmount audio and video equipment in less visible locations in custom cabinetry and behind closed doors. Ideal for smaller systems or when an open shelf system is desired and the ability to customize shelf fronts is not required. Slide out and rotating functionality provides enhanced access to rear equipment connections.
Racks | Middle Atlantic | ASR-42 | 42" SLIDEOUT ROTATING SHELF SYSTEM | 1412 | 1270.8 | [8 empty] | 656747068201 | Y | 96 | https://assetserver.net/_assets/middle atlantic/1000/asr42.jpg |  | https://assetserver.net/_assets/_prop65/shortform cancerandreprod_midat.jpg | US-United States | Mounts & Racks | Racks |  |  | 0 | Ships ready-to-assemble to save space | Included cable management system facilitates a clean, organized installation |  |  |  | 53.000 x 21.000 x 7.000 | Specify an ASR for installing non-rackmount audio and video equipment in less visible locations in custom cabinetry and behind closed doors. Ideal for smaller systems or when an open shelf system is desired and the ability to customize shelf fronts is not required. Slide out and rotating functionality provides enhanced access to rear equipment connections.
Racks | Middle Atlantic | ASR-42-HD | 31"USABLE HT,21"DP,6 SHLVS | 2868 | 2581.2 | [8 empty] | 656747065118 | Y | 135 | https://assetserver.net/_assets/middle atlantic/1000/asr42hd.jpg |  | https://assetserver.net/_assets/_prop65/shortform cancerandreprod_midat.jpg | US-United States | Mounts & Racks | Racks |  |  | 0 | Quick-Position™ shelves are simple to install and adjustable in 3/4” increments | Pulls out, rotates 60º in either direction and locks for easy access to connections | Self-centering base speeds installation | Ships fully assembled to save time | Locking detent protects millwork | 24.000 x 23.000 x 49.000 | Specify an ASR-HD when installing non-rackmount audio and video equipment in custom cabinetry, entertainment centers and in walls, when an open shelf system is desired. Slide out and rotating functionality provides enhanced access to rear equipment connections.
Racks | Middle Atlantic | ASR-48 | 48" SLIDEOUT ROTATING SHELF SYSTEM | 1494 | 1344.6 | [8 empty] | 656747068195 | Y | 87 | https://assetserver.net/_assets/middle atlantic/1000/asr48.jpg |  | https://assetserver.net/_assets/_prop65/shortform cancerandreprod_midat.jpg | US-United States | Mounts & Racks | Racks |  |  | 0 | Ships ready-to-assemble to save space | Included cable management system facilitates a clean, organized installation |  |  |  | 53.000 x 20.000 x 6.000 | Specify an ASR for installing non-rackmount audio and video equipment in less visible locations in custom cabinetry and behind closed doors. Ideal for smaller systems or when an open shelf system is desired and the ability to customize shelf fronts is not required. Slide out and rotating functionality provides enhanced access to rear equipment connections.
Racks | Middle Atlantic | ASR-60-HD | 46"USABLE HT,21"DP,9 SHLVS | 3255 | 2929.5 | [8 empty] | 656747065125 | Y | 169 | https://assetserver.net/_assets/middle atlantic/1000/asr60hd.jpg |  | https://assetserver.net/_assets/_prop65/shortform cancerandreprod_midat.jpg | US-United States | Mounts & Racks | Racks |  |  | 0 | Quick-Position™ shelves are simple to install and adjustable in 3/4” increments | Pulls out, rotates 60º in either direction and locks for easy access to connections | Self-centering base speeds installation | Ships fully assembled to save time | Locking detent protects millwork | 24.000 x 26.000 x 68.000 | Specify an ASR-HD when installing non-rackmount audio and video equipment in custom cabinetry, entertainment centers and in walls, when an open shelf system is desired. Slide out and rotating functionality provides enhanced access to rear equipment connections.
Racks | Middle Atlantic | AVIP-FK1 | 1SP AVIP 19"PANEL FRAME KIT,HORIZ MOUNTING | 72 | 64.8 | [8 empty] | 656747206542 | Y | 1.5 |  |  | https://assetserver.net/_assets/_prop65/shortform cancerandreprod_midat.jpg | US-United States | Mounts & Racks | Racks |  |  | 0 | Device Supported: Rack | Product Color: Black | Product Material: Steel | Compatible Rack Height: 1U | Height: 1.7" | 20.500 x 6.500 x 2.000 | <p>Accepts 14 single or 7 dual connector plates</p> <ul> <li>Accepts 14 single or 7 dual connector plates</li> <li>Accepts Wiremold AVIP, Extron MAAP, and FSR IPS device plates</li> <li>Includes strain relief and cable management optimized for device plates</li> </ul>
Racks | Middle Atlantic | AVIP-FK2 | 2SP AVIP 19"PANEL FRAME KIT,VERT MOUNTING | 84 | 75.6 | [8 empty] | 656747206566 | Y | 2 |  |  | https://assetserver.net/_assets/_prop65/shortform cancerandreprod_midat.jpg | US-United States | Mounts & Racks | Racks |  |  | 0 | Device Supported: Rack | Compatible Rack Height: 2U | Height: 3.5" | Width: 19" | Depth: 2.9" | 21.000 x 3.750 x 6.000 | <p>Accepts 21 single, 7 dual, or 7 triple connector plates</p> <ul> <li>Accepts 21 single, 7 dual, or 7 triple connector plates</li> <li>Accepts Wiremold AVIP, Extron MAAP, and FSR IPS device plates</li> <li>Includes strain relief and cable management optimized for device plate</li> </ul>
Racks | Middle Atlantic | AVIP-SF1 | 1SP HINGED AVIP 19"PANEL,HORIZ MOUNTING | 103 | 92.7 | [8 empty] | 656747206580 | Y | 1.5 |  |  | https://assetserver.net/_assets/_prop65/shortform cancerandreprod_midat.jpg | US-United States | Mounts & Racks | Racks |  |  | 0 | Accepts 14 single or 7 dual connector plates | Accepts 14 single or 7 dual connector plates | Accepts Wiremold AVIP, Extron MAAP, and FSR IPS device plates | Accepts Wiremold AVIP, Extron MAAP, and FSR IPS device plates | Includes strain relief and cable management optimized for device plates | 20.500 x 6.500 x 2.250
Racks | Middle Atlantic | AVIP-SF2 | 2SP HINGED AVIP 19"PANEL,VERT MOUNTING | 121 | 108.9 | [8 empty] | 656747206597 | Y | 2 |  |  | https://assetserver.net/_assets/_prop65/shortform cancerandreprod_midat.jpg | US-United States | Mounts & Racks | Racks |  |  | 0 | Product Color: Black Powder Coat | Product Material: Steel | Compatible Rack Height: 2U | Height: 3.5" | Width: 19" | 21.000 x 6.500 x 3.750 | <p>Accepts 21 single, 7 dual, or 7 triple connector plates</p> <ul> <li>Accepts 21 single, 7 dual, or 7 triple connector plates</li> <li>Accepts Wiremold AVIP, Extron MAAP, and FSR IPS device plates</li> <li>Includes strain relief and cable management optimized for device plates</li> <li>Hinged on one side for easy interior access</li> <li>Captive 10-32 threaded thumbscrews require no tools to open</li> </ul>
Racks | Middle Atlantic | AVIP-UCP | UCP FOR WIREMOLD AVIP/EXTRON MAAP DEVICE | 45 | 40.5 | [8 empty] | 656747206603 | Y | 0.13 |  |  | https://assetserver.net/_assets/_prop65/shortform cancerandreprod_midat.jpg | US-United States | Mounts & Racks | Racks |  |  | 0 | Device Supported: Rack Mount Enclosure |  |  |  |  | 3.500 x 3.500 x 0.160
Racks | Middle Atlantic | AXS-17-26 | 26"DP AX-S,17 SPACE | 1836 | 1652.4 | [8 empty] | 656747047046 | Y | 62.85 |  |  | https://assetserver.net/_assets/_prop65/shortform cancerandreprod_midat.jpg | US-United States | Mounts & Racks | Racks |  |  | 0 | [6 empty] | The AXS system allows an entire bay of equipment to pull out for easy installation or service. The telescoping service stand and tracks disconnect for storage.
Racks | Middle Atlantic | AXS-20-26 | 26"DP AX-S,20 SPACE | 1836 | 1652.4 | [8 empty] | 656747047077 | Y | 65.95 |  |  | https://assetserver.net/_assets/_prop65/shortform cancerandreprod_midat.jpg | US-United States | Mounts & Racks | Racks |  |  | 0 | [6 empty] | The AXS system allows an entire bay of equipment to pull out for easy installation or service. The telescoping service stand and tracks disconnect for storage.</b>
Racks | Middle Atlantic | AXS-22-26 | 26"DP AX-S,22 SPACE | 1836 | 1652.4 | [8 empty] | 656747047091 | Y | 66.8 |  |  | https://assetserver.net/_assets/_prop65/shortform cancerandreprod_midat.jpg | US-United States | Mounts & Racks | Racks |  |  | 0 | [6 empty] | The AXS system allows an entire bay of equipment to pull out for easy installation or service. The telescoping service stand and tracks disconnect for storage.</b>
Racks | Middle Atlantic | AXS-23-26 | 26"DP AX-S,23 SPACE | 1836 | 1652.4 | [8 empty] | 656747047107 | Y | 67.77 |  |  | https://assetserver.net/_assets/_prop65/shortform cancerandreprod_midat.jpg | US-United States | Mounts & Racks | Racks |  |  | 0 | [6 empty] | The AXS system allows an entire bay of equipment to pull out for easy installation or service. The telescoping service stand and tracks disconnect for storage.
Racks | Middle Atlantic | AXS-25-26 | 26"DP AX-S,25 SPACE | 1836 | 1652.4 | [8 empty] | 656747047121 | Y | 69.5 |  |  | https://assetserver.net/_assets/_prop65/shortform cancerandreprod_midat.jpg | US-United States | Mounts & Racks | Racks |  |  | 0 | [6 empty] | The AXS system allows an entire bay of equipment to pull out for easy installation or service. The telescoping service stand and tracks disconnect for storage.</b>
Racks | Middle Atlantic | AXS-29-26 | 26"DP AX-S,29 SPACE | 1836 | 1652.4 | [8 empty] | 656747047169 | Y | 66.5 |  |  | https://assetserver.net/_assets/_prop65/shortform cancerandreprod_midat.jpg | US-United States | Mounts & Racks | Racks |  |  | 0 | [6 empty] | The AXS system allows an entire bay of equipment to pull out for easy installation or service. The telescoping service stand and tracks disconnect for storage.</b>
Racks | Middle Atlantic | AXS-33-26 | 26"DP AX-S,33 SPACE | 1836 | 1652.4 | [8 empty] | 656747047206 | Y | 74.3 |  |  | https://assetserver.net/_assets/_prop65/shortform cancerandreprod_midat.jpg | US-United States | Mounts & Racks | Racks |  |  | 0 | [6 empty] | The AXS system allows an entire bay of equipment to pull out for easy installation or service. The telescoping service stand and tracks disconnect for storage.</b>
Racks | Middle Atlantic | AXS-35-26 | 26"DP AX-S,35 SPACE | 1836 | 1652.4 | [8 empty] | 656747047220 | Y | 76 |  |  | https://assetserver.net/_assets/_prop65/shortform cancerandreprod_midat.jpg | US-United States | Mounts & Racks | Racks |  |  | 0 | [6 empty] | The AXS system allows an entire bay of equipment to pull out for easy installation or service. The telescoping service stand and tracks disconnect for storage.</b>
Racks | Middle Atlantic | AXS-37-26 | 26"DP AX-S,37 SPACE | 1836 | 1652.4 | [8 empty] | 656747047244 | Y | 78 |  |  | https://assetserver.net/_assets/_prop65/shortform cancerandreprod_midat.jpg | US-United States | Mounts & Racks | Racks |  |  | 0 | [6 empty] | The AXS system allows an entire bay of equipment to pull out for easy installation or service. The telescoping service stand and tracks disconnect for storage.</b>
Racks | Middle Atlantic | AXS-39 | 20"DP AX-S,39 SPACE | 1729 | 1556.1 | [8 empty] | 656747002373 | Y | 79 |  |  | https://assetserver.net/_assets/_prop65/shortform cancerandreprod_midat.jpg | US-United States | Mounts & Racks | Racks |  |  | 0 | Unique interlocking corner joint for exceptional strength and easy assembly | Service stand raises service tracks to bottom of AXS, allowing it to pull out | Service tracks include built-in level to save time | Removable rack frame can be integrated off-site to save time | Articulating cable carriers provide effective cable management (non-rotating models only) |  | Specify an AXS when installing audio and video equipment flush into a wall or cabinet; ideal for larger systems. The patented pull-out design provides access to rear equipment connections. Entire bays of equipment can be rolled out for service and installation flexibility.
Racks | Middle Atlantic | AXS-39-26 | 26"DP AX-S,39 SPACE | 1836 | 1652.4 | [8 empty] | 656747047268 | Y | 79 |  |  | https://assetserver.net/_assets/_prop65/shortform cancerandreprod_midat.jpg | US-United States | Mounts & Racks | Racks |  |  | 0 | [6 empty] | The AXS system allows an entire bay of equipment to pull out for easy installation or service. The telescoping service stand and tracks disconnect for storage.</b>
Racks | Middle Atlantic | AXS-FAN | SLIM FAN TO FIT IN AXS SERIES | 126 | 113.4 | [8 empty] | 656747040733 | Y | 1.2 | https://assetserver.net/_assets/middle atlantic/1000/axsfan.jpg |  | https://assetserver.net/_assets/_prop65/shortform cancerandreprod_midat.jpg | US-United States | Mounts & Racks | Racks |  |  | 0 | [5 empty] | 5.500 x 5.500 x 1.250 | AXS-FAN Cooling Fan Featuring smooth, ball bearing design for extra quiet operation, 115V fan mount flush and come in 4-1/2-inch model. Hardware and cord included with each unit. AXS-FAN feature slim profiles for mounting within AXS Series racks.
Racks | Middle Atlantic | AXS-FAN-119 | SLIM FAN,220V TO FIT IN AX-S | 126 | 113.4 | [8 empty] | 656747064432 | Y | 1.2 |  |  | https://assetserver.net/_assets/_prop65/shortform cancerandreprod_midat.jpg | US-United States | Mounts & Racks | Racks |  |  | 0 | [5 empty] | 5.500 x 5.500 x 1.250
Racks | Middle Atlantic | AXS-FAN-K | AXS,AX-SXR FAN KIT,INCLUDES 2 FANS | 241 | 216.9 | [8 empty] | 656747077142 | Y | 3 |  |  | https://assetserver.net/_assets/_prop65/shortform cancerandreprod_midat.jpg | US-United States | Mounts & Racks | Racks |  |  | 0 | Number of Fans: 2 | Fan Bearing Type: Ball Bearing | Maximum Airflow: 114 CFM | Noise Levels (A-Weighted): 33 dB(A) | Product Color: Black | 9.000 x 9.000 x 9.000 | The AXS-FAN-K is a high-quality fan that is designed to keep equipment cool and prevent overheating. This fan features two 4.5" fans that come equipped with a power cord and mounting hardware, making it easy to install and use. The fan is designed to operate at 120V and has a CFM rating of 114, ensuring that it is capable of providing ample airflow to keep equipment at a safe operating temperature. Additionally, the fan operates at a very low noise level, producing only 33 dBA at 1 meter, making it ideal for use in quiet environments. The smooth, long life ball-bearing design of the AXS-FAN-K ensures that it will provide reliable performance for years to come.
Racks | Middle Atlantic | AXS-GG16 | AXS GASKET & GUIDE 16"DEPTH | 274 | 246.6 | [8 empty] | 656747076411 | Y | 1 |  | https://assetserver.net/_assets/middle atlantic/pdf/axsgg16-spec.pdf | https://assetserver.net/_assets/_prop65/shortform cancerandreprod_midat.jpg | US-United States | Mounts & Racks | Racks |  |  | 0 | [5 empty] | 29.500 x 5.000 x 3.000
Racks | Middle Atlantic | AXS-GG20 | AXS GASKET & GUIDE 20"DEPTH | 284 | 255.6 | [8 empty] | 656747076428 | Y | 1 |  |  | https://assetserver.net/_assets/_prop65/shortform cancerandreprod_midat.jpg | US-United States | Mounts & Racks | Racks |  |  | 0 | Compatibility: <p>AXS System for Millwork and In-Wall racks</p> | Country of Origin: United States |  |  |  | 3.000 x 30.000 x 5.000
Racks | Middle Atlantic | AXS-GG26 | AXS GASKET & GUIDE 26"DEPTH | 284 | 255.6 | [8 empty] | 656747076435 | Y | 1 |  |  | https://assetserver.net/_assets/_prop65/shortform cancerandreprod_midat.jpg | US-United States | Mounts & Racks | Racks |  |  | 0 | Compatibility: <b>Middle Atlantic Equipment Access Systems:</b> <ul> <li>AXS</li> <li>AX-SX</li> <li>SAX</li> <li>SSAX</li> </ul> |  |  |  |  | 29.500 x 5.000 x 3.000
Racks | Middle Atlantic | AXS-IR-3827-20 | AXS-35 IN RACK 3827 | 3205 | 2884.5 | [8 empty] | 0656747388118 | N | 0 | https://assetserver.net/_assets/middle atlantic/1000/axsir382720.jpg | https://assetserver.net/_assets/middle atlantic/pdf/axsir382720-spec.pdf | https://assetserver.net/_assets/_prop65/ca prop 65 short form label.jpg | US-United States of America | Mounts & Racks | Racks |  |  | 0 | 35 useable RUs in a 38RU enclosure | 20" of useable depth in a 27" deep enclosure | The rack can be pre-installed on-site allowing for equipment installation and cabling to be done off-site in the AXS system | Seismically rated when installed with AXS-IR-Z4K kit | Meets OSHPD OPM requirements in the State of California when using AXS-IR-Z4K seismic mounting kitMeets OSHPD OPM requirements in the State of California when using AXS-IR-Z4K seismic mounting kit |  | Roll entire bays of equipment straight out for service and installation flexibility. A factory-assembled AXS system in a rack (IR) is ideal for access to rear equipment connections or when space-limited environments require equipment bays to be placed up against a wall.
Racks | Middle Atlantic | AXS-IR-4127-20 | AXS-38 IN RACK 4127 | 3297 | 2967.3 | [8 empty] | 656747388132 | N | 0 | https://assetserver.net/_assets/middle atlantic/1000/axsir412720.jpg | https://assetserver.net/_assets/middle atlantic/pdf/axsir412720-spec.pdf |  | US-United States of America | Mounts & Racks | Racks |  |  | 0 | 38 useable RUs in a 41RU enclosure | 20" of useable depth in a 27" deep enclosure | The rack can be pre-installed on-site allowing for equipment installation and cabling to be done off-site in the AXS system | Seismically rated when installed with AXS-IR-Z4K kit | Meets OSHPD OPM requirements in the State of California when using AXS-IR-Z4K seismic mounting kit |  | Roll entire bays of equipment straight out for service and installation flexibility. A factory-assembled AXS system in a rack (IR) is ideal for access to rear equipment connections or when space-limited environments require equipment bays to be placed up against a wall.
Racks | Middle Atlantic | AX-SXR-17 | 20"DP AX-SXR,17 SPACE | 1994 | 1794.6 | [8 empty] | 656747056062 | Y | 94.75 |  |  | https://assetserver.net/_assets/_prop65/shortform cancerandreprod_midat.jpg | US-United States | Mounts & Racks | Racks |  |  | 0 | Features: Cable Management | Form Factor: External | Form Factor: Internal | Product Color: Black | Product Material: Steel
Racks | Middle Atlantic | AX-SXR-26 | 20"DP AX-SXR,26 SPACE | 1994 | 1794.6 | [8 empty] | 656747056154 | Y | 102.1 | https://assetserver.net/_assets/middle atlantic/1000/axsxr26.jpg |  | https://assetserver.net/_assets/_prop65/shortform cancerandreprod_midat.jpg | US-United States | Mounts & Racks | Racks |  |  | 0 | Unique interlocking corner joint for exceptional strength and easy assembly | Service stand raises service tracks to bottom of AXS, allowing it to pull out | Service tracks include built-in level to save time | Removable rack frame can be integrated off-site to save time | Articulating cable carriers provide effective cable management (non-rotating models only) |  | The AX-SXR Series pulls out from an in-wall installation and is similar to an AXS Series, but unlike the AXS, it also turns once pulled out to provide greater access to equipment in more cramped areas. Specify an AX-SXR when installing audio and video equipment flush into a wall or cabinet; ideal for larger systems.
Racks | Middle Atlantic | BANA2 | BANANA (2) PORT UCP PNL | 33 | 29.7 | [8 empty] | 656747002458 | Y | 0.14 |  |  | https://assetserver.net/_assets/_prop65/shortform cancerandreprod_midat.jpg | US-United States | Mounts & Racks | Racks |  |  | 0 | Product Color: Black |  |  |  |  | 3.500 x 3.500 x 0.160
Racks | Middle Atlantic | BANA4 | BANANA (4) PORT UCP PNL | 33 | 29.7 | [8 empty] | 656747002472 | Y | 0.15 |  |  | https://assetserver.net/_assets/_prop65/shortform cancerandreprod_midat.jpg | US-United States | Mounts & Racks | Racks |  |  | 0 | Product Color: Black | Product Material: Metal | Compatibility: <p>Middle Atlantic's FK frame</p> |  |  | 3.500 x 3.500 x 0.160
Racks | Middle Atlantic | BANA6 | BANANA (6) PORT UCP PNL | 33 | 29.7 | [8 empty] | 656747002489 | Y | 0.16 |  |  | https://assetserver.net/_assets/_prop65/shortform cancerandreprod_midat.jpg | US-United States | Mounts & Racks | Racks |  |  | 0 | Product Color: Black | Product Material: Metal | Compatibility: <p>Middle Atlantic's FK frame</p> |  |  | 3.500 x 3.500 x 0.160
Racks | Middle Atlantic | BANGLE-1 | 1BAY BGR FLOOR ANGELS [PR] | 210 | 189 | [8 empty] | 656747142178 | Y | 12.5 |  |  | https://assetserver.net/_assets/_prop65/shortform cancerandreprod_midat.jpg | US-United States | Mounts & Racks | Racks |  |  | 0 | Product Color: Black Powder Coat | Product Material: Steel | Width: 22.7" | Depth: 30" | Environmentally Friendly: Yes | 34.000 x 3.500 x 3.500 | <p>Supports raised flooring around rack installations; sturdy steel material</p> <ul> <li>Supports raised flooring around rack installation</li> <li>Sturdy steel construction</li> <li>Compatible with 27" and 32" deep BGR racks</li> </ul>
Racks | Middle Atlantic | BANGLE-2 | 2BAY BGR FLOOR ANGELS [PR] | 231 | 207.9 | [8 empty] | 656747142185 | Y | 17.7 |  |  | https://assetserver.net/_assets/_prop65/shortform cancerandreprod_midat.jpg | US-United States | Mounts & Racks | Racks |  |  | 0 | Supports raised flooring around rack installation | Sturdy steel construction | Compatible with 27" and 32" deep BGR racks | 1/8" thick fully welded construction | Riser bases allow for field rough-in prior to arrival of racks and enclosures | 51.000 x 3.000 x 3.000 | <p>Supports raised flooring around rack installations; sturdy steel material</p>
Racks | Middle Atlantic | BANGLE-3 | 3BAY BGR FLOOR ANGELS [PR] | 254 | 228.6 | [8 empty] | 656747142192 | Y | 23.3 |  |  | https://assetserver.net/_assets/_prop65/shortform cancerandreprod_midat.jpg | US-United States | Mounts & Racks | Racks |  |  | 0 | Product Color: Black Powder Coat | Product Material: Steel | Width: 68.8" | Depth: 30" | Environmentally Friendly: Yes | 73.500 x 3.000 x 3.000 | <p>Supports raised flooring around rack installations; sturdy steel material</p> <ul> <li>Supports raised flooring around rack installation</li> <li>Sturdy steel construction</li> <li>Compatible with 27" and 32" deep BGR racks</li> </ul>
Racks | Middle Atlantic | BANGLE-3-38 | 3BAYBGR FLRANGLES (PR)38" | 312 | 280.8 | [8 empty] | 656747178535 | Y | 25 |  |  | https://assetserver.net/_assets/_prop65/shortform cancerandreprod_midat.jpg | US-United States | Mounts & Racks | Racks |  |  | 0 | Product Color: Black Powder Coat | Product Material: Steel | Width: 68.8" | Depth: 41" | Environmentally Friendly: Yes | 75.000 x 4.000 x 4.000 | <p>Supports raised flooring around rack installations; sturdy steel material</p> <ul> <li>Supports raised flooring around rack installation</li> <li>Sturdy steel construction</li> <li>Compatible with 38" deep BGR racks</li> </ul>
Racks | Middle Atlantic | BANGLE-4 | 4BAY BGR FLOOR ANGELS [PR] | 279 | 251.1 | [8 empty] | 656747142208 | Y | 29.5 |  |  | https://assetserver.net/_assets/_prop65/shortform cancerandreprod_midat.jpg | US-United States | Mounts & Racks | Racks |  |  | 0 | Supports raised flooring around rack installation | Sturdy steel construction | Compatible with 27" and 32" deep BGR racks | 1/8" thick fully welded construction | Riser bases allow for field rough-in prior to arrival of racks and enclosures | 98.000 x 3.000 x 3.000 | <p>Supports raised flooring around rack installations; sturdy steel material</p>
Racks | Middle Atlantic | BANGLE-4-38 | 4BAYBGR FLRANGLES (PR)38" | 349 | 314.1 | [8 empty] | 656747148545 | Y | 30 |  |  | https://assetserver.net/_assets/_prop65/shortform cancerandreprod_midat.jpg | US-United States | Mounts & Racks | Racks |  |  | 0 | Supports raised flooring around rack installation | Sturdy steel construction | Compatible with 38" deep BGR racks | 1/8" thick fully welded construction | Riser bases allow for field rough-in prior to arrival of racks and enclosures | 98.000 x 4.000 x 4.000 | <p>Supports raised flooring around rack installations; sturdy steel material</p>
Racks | Middle Atlantic | BANGLE-5 | 5BAY BGR FLOOR ANGELS [PR] | 314 | 282.6 | [8 empty] | 656747142215 | Y | 32 |  |  | https://assetserver.net/_assets/_prop65/shortform cancerandreprod_midat.jpg | US-United States | Mounts & Racks | Racks |  |  | 0 | Product Color: Black Powder Coat | Product Material: Steel | Width: 114.9" | Depth: 30" | Environmentally Friendly: Yes | 121.000 x 4.000 x 4.000 | <p>Supports raised flooring around rack installations; sturdy steel material</p> <ul> <li>Supports raised flooring around rack installation</li> <li>Sturdy steel construction</li> <li>Compatible with 27" and 32" deep BGR racks</li> </ul>
Racks | Middle Atlantic | BANGLE-5-38 | 5BAYBGR FLRANGLES (PR)38" | 348 | 313.2 | [8 empty] | 656747148552 | Y | 34 |  |  | https://assetserver.net/_assets/_prop65/shortform cancerandreprod_midat.jpg | US-United States | Mounts & Racks | Racks |  |  | 0 | Supports raised flooring around rack installation | Sturdy steel construction | Compatible with 38" deep BGR racks | 1/8" thick fully welded construction | Riser bases allow for field rough-in prior to arrival of racks and enclosures | 121.000 x 4.000 x 4.000 | <p>Supports raised flooring around rack installations; sturdy steel material</p>
Racks | Middle Atlantic | BB-12 | 12SP SOLID COPPER BUSSBAR | 165 | 148.5 | [8 empty] | 656747002496 | Y | 1.95 |  |  | https://assetserver.net/_assets/_prop65/shortform cancerandreprod_midat.jpg | US-United States | Mounts & Racks | Racks |  |  | 0 | Product Material: Copper | Height: 21" | Width: 2" | Environmentally Friendly: Yes | Environmental Certification: GREENGUARD | 24.000 x 4.000 x 2.000 | BB-12</b><br> Copper buss bars are 1/8-inch thick and threaded 10-32. Various heights and widths available. Supplied mounting hardware includes nylon isolation washers, bolts and nuts.
Racks | Middle Atlantic | BB-40 | 40SP SOLID COPPER BUSSBAR | 400 | 360 | [8 empty] | 656747002519 | Y | 8.9 |  |  | https://assetserver.net/_assets/_prop65/shortform cancerandreprod_midat.jpg | US-United States | Mounts & Racks | Racks |  |  | 0 | Product Material: Copper | Width: 2" | Environmentally Friendly: Yes | Environmental Certification: RoHS |  | 78.000 x 4.000 x 4.000 | <p><b>Features & Benefits</b></p> <p>Copper buss bars are 1/8" thick and threaded 10-32. Various heights and widths available. Supplied mounting hardware includes nylon isolation washers, bolts and nuts.</p> <ul> <li>Solid 1/8" thick copper for electrical performance</li> <li>Threaded 10-32</li> <li>Supplied mounting hardware includes nylon isolation washers, nuts and bolts</li> </ul>
Racks | Middle Atlantic | BB-44-1 | COPPER BUS BAR,44SPX1 | 329 | 296.1 | [8 empty] | 656747037375 | Y | 7.2 |  |  | https://assetserver.net/_assets/_prop65/shortform cancerandreprod_midat.jpg | US-United States | Mounts & Racks | Racks |  |  | 0 | Color Family: Brown | Product Color: Copper | Product Material: Copper | Height: 77" | Width: 1" | 83.250 x 4.000 x 4.000 | BB-44-1</b><br /> Copper buss bars are 1/8-inch thick and threaded 10-32. Various heights and widths available. Supplied mounting hardware includes nylon isolation washers, bolts and nuts.
Racks | Middle Atlantic | BB-5254-1 | 52/54SP(91"),SLD COPPER BUSS BR,FLAT,10-32,1"W | 451 | 405.9 | [8 empty] | 656747141577 | Y | 10 |  |  | https://assetserver.net/_assets/_prop65/shortform cancerandreprod_midat.jpg | US-United States | Mounts & Racks | Racks |  |  | 0 | Product Material: Copper | Height: 91" | Width: 1" | Depth: 0.1" | Environmentally Friendly: Yes | 99.000 x 4.000 x 3.000 | <p>Copper buss bars are 1/8" thick and threaded 10-32. Various heights and widths available. Supplied mounting hardware includes nylon isolation washers, bolts and nuts.</p> <ul> <li>Solid 1/8" thick copper for electrical performance</li> <li>Threaded 10-32</li> <li>Supplied mounting hardware includes nylon isolation washers, nuts and bolts</li> </ul>
Racks | Middle Atlantic | BB-G40-1 | COPPER BUSS BAR,40SPX1" | 307 | 276.3 | [8 empty] | 656747095702 | Y | 2.44 |  |  | https://assetserver.net/_assets/_prop65/shortform cancerandreprod_midat.jpg | US-United States | Mounts & Racks | Racks |  |  | 0 | Product Material: Copper | Height: 70" | Width: 1" | Compatibility: <p>GRK Racks</p> | Environmentally Friendly: Yes | 96.000 x 3.000 x 3.000
Racks | Middle Atlantic | BB-G44-1 | COPPER BUSS BAR,44SPX1" | 320 | 288 | [8 empty] | 656747062865 | Y | 7.5 |  |  | https://assetserver.net/_assets/_prop65/shortform cancerandreprod_midat.jpg | US-United States | Mounts & Racks | Racks |  |  | 0 | Product Material: Copper | Width: 1" | Compatibility: <p>GRK Racks </p> |  |  | 84.000 x 3.000 x 3.000
Racks | Middle Atlantic | BB-G48-1 | COPPER BUSS BAR,48SPX1" | 341 | 306.9 | [8 empty] | 656747061509 | Y | 8.9 |  |  | https://assetserver.net/_assets/_prop65/shortform cancerandreprod_midat.jpg | US-United States | Mounts & Racks | Racks |  |  | 0 | Product Material: Copper |  |  |  |  | 90.000 x 4.000 x 4.000
Racks | Middle Atlantic | BB-G52-1 | COPPER BUSS BAR,52SPX1" | 345 | 310.5 | [8 empty] | 656747062872 | Y | 11 |  |  | https://assetserver.net/_assets/_prop65/shortform cancerandreprod_midat.jpg | US | Mounts & Racks | Racks |  |  | 0 | Product Material: Copper |  |  |  |  | 96.000 x 4.000 x 4.000
Racks | Middle Atlantic | BFD-19 | 19SP,SOLID FRONT DOOR | 293 | 263.7 | [8 empty] | 656747142284 | Y | 20 |  |  | https://assetserver.net/_assets/_prop65/shortform cancerandreprod_midat.jpg | US-United States | Mounts & Racks | Racks |  |  | 0 | Solid front door with partial venting |  |  |  |  | 39.000 x 28.000 x 5.000 | The Middle Atlantic BFD-19 is a solid and robust front door designed to protect and manage the equipment installed in audio and video systems. The door is constructed with high-quality materials to provide excellent durability and strength for long-lasting performance. The BFD-19 features partial venting on the front door, which allows for proper airflow and ventilation, thereby preventing overheating of the equipment. This partial venting also helps to reduce the noise level generated by the equipment, making it ideal for use in quiet environments. The door comes equipped with handles that make it easy to open and close, providing easy access to the equipment for maintenance and installation.
Racks | Middle Atlantic | BFD-25 | 25SP,SOLID FRONT DOOR | 366 | 329.4 | [8 empty] | 656747138195 | Y | 27.2 | https://assetserver.net/_assets/middle atlantic/1000/bfd25.jpg |  | https://assetserver.net/_assets/_prop65/shortform cancerandreprod_midat.jpg | US | Mounts & Racks | Racks |  |  | 0 | Product Color: Black | Compatible Rack Height: 25U | Height: 46.7" | Width: 21.9" | Compatibility: Middle Atlantic BGR Series Racks | 48.500 x 23.000 x 4.500 | Solid front door with partial venting
Racks | Middle Atlantic | BFD-38 | 38SP,SOLID FRONT DOOR | 456 | 410.4 | [8 empty] | 656747138188 | Y | 34 | https://assetserver.net/_assets/middle atlantic/1000/bfd38.jpg |  | https://assetserver.net/_assets/_prop65/shortform cancerandreprod_midat.jpg | US-United States | Mounts & Racks | Racks |  |  | 0 | Product Color: Black | Compatible Rack Height: 38U | Height: 69.5" | Width: 21.9" | Compatibility: Middle Atlantic BGR Series Racks | 73.500 x 23.500 x 3.500 | Solid front door with partial venting
Racks | Middle Atlantic | BFD-41 | 41SP,SOLID FRONT DOOR | 472 | 424.8 | [8 empty] | 656747138171 | N | 33 | https://assetserver.net/_assets/middle atlantic/1000/bfd41.jpg |  | https://assetserver.net/_assets/_prop65/shortform cancerandreprod_midat.jpg | US | Mounts & Racks | Racks |  |  | 0 | Product Color: Black | Compatible Rack Height: 41U | Height: 74.7" | Width: 21.9" | Compatibility: Middle Atlantic BGR Series Racks | 23.000 x 4.000 x 76.000 | Solid front door with partial venting
Racks | Middle Atlantic | BFD-45 | 45SP,SOLID FRONT DOOR | 488 | 439.2 | [8 empty] | 656747138164 | N | 35 | https://assetserver.net/_assets/middle atlantic/1000/bfd45.jpg |  | https://assetserver.net/_assets/_prop65/shortform cancerandreprod_midat.jpg | US | Mounts & Racks | Racks |  |  | 0 | Product Color: Black | Compatible Rack Height: 45U | Height: 81.7" | Width: 21.9" | Compatibility: Middle Atlantic BGR Series Racks | 79.000 x 23.500 x 3.500 | Solid front door with partial venting
Racks | Middle Atlantic | BG17 | BRUSH GASKET 17'ROLL | 50 | 45 | [8 empty] | 656747076442 | Y | 0.2 |  |  | https://assetserver.net/_assets/_prop65/shortform cancerandreprod_midat.jpg | US-United States | Mounts & Racks | Racks |  |  | 0 | Product Color: Black | Length: 17 ft | Compatibility: Compatible with all AXS Systems | Environmentally Friendly: Yes | Environmental Certification: GREENGUARD | 12.750 x 8.750 x 1.250 | <p>BG17 brush gasket is 1/2" wide, closes gaps. NOTE: requires 19-5/8" rough opening</p> <ul> <li>Black brush gasket fills any gaps between rack and millwork</li> <li>Compatible with all AXS systems</li> <li>Includes 17 feet of brush gasket</li> </ul>
Racks | Middle Atlantic | BGR-1927 | 19SP27D MULTIBAY BGR RACK | 1451 | 1305.9 | [8 empty] | 656747142352 | N | 99 | https://assetserver.net/_assets/middle atlantic/1000/bgr1927.jpg |  | https://assetserver.net/_assets/_prop65/shortform cancerandreprod_midat.jpg | US | Mounts & Racks | Racks |  |  | 0 | Features: Cable Management | Features: Adjustable Mounting Rails | Form Factor: Floor Standing | Product Color: Black | Product Material: Steel | 32.000 x 30.000 x 43.000 | BGR = Breakthrough Next-Generation Rack<br /><br />This is the -inchNext Generation-inch Rack you have been wanting! BGR series racks have higher weight capacities, provide more useable rackspace, and incorporate more functionality than any other rack system on the market. Features the revolutionary patent-pending LeverLock&trade; system for tool free installation of cable management accessories. New options include brush grommet rear doors and problem-solving extender bays. Choose a BGR enclosure for the highest level of space efficiency and strength available, and to enable the use of the latest options for installation flexibility. Structural Features</b>. <ul> <li>Breakthrough design provides more useable rack height - for example, the 45 space version overall height is shorter than 44 space alternative models</li> <li>Accepts patent-pending LeverLock&trade; system accessories for fast, flexible cable management and mounting of small devices such as interface boxes, power supplies
Racks | Middle Atlantic | BGR-1927LRD | 19SP27D MULTBY BGR RK LRD | 1451 | 1305.9 | [8 empty] | 656747142369 | N | 98 |  |  | https://assetserver.net/_assets/_prop65/shortform cancerandreprod_midat.jpg | US | Mounts & Racks | Racks |  |  | 0 | Product Color: Black Powder Coat | Product Material: Steel | Static/Stationary Weight Capacity: 12000 lb | Height: 37.4" | Width: 23" | 32.000 x 30.000 x 43.000 | <b>BGR-1927LRD</b> <br />This is the "Next Generation" Rack you have been wanting! Choose a BGR enclosure for the most space efficiency and strength available, plus the latest options for installation flexibility.<br /><br />BGR series rack enclosures have higher weight capacities, provide more usable rackspace, and incorporate more functionality than any other rack system on the market Our revolutionary patent-pending Lever Lock&trade; system gives you tool free installation of cable management accessories. New options include brush grommet rear doors and problem-solving extender bays.
Racks | Middle Atlantic | BGR-19SA-27 | 19SP/27DP STAND ALONE BGR | 1596 | 1436.4 | [8 empty] | 656747142338 | N | 121 |  |  | https://assetserver.net/_assets/_prop65/shortform cancerandreprod_midat.jpg | US | Mounts & Racks | Racks |  |  | 0 | Features: Cable Management | Features: Adjustable Mounting Rails | Form Factor: Floor Standing | Product Color: Black Textured | Product Material: Steel | 32.000 x 30.000 x 43.000 | This is the "Next Generation" Rack you have been wanting! BGR-SA series racks have higher weight capacities, provide more useable rackspace, and incorporate more functionality than any other rack system on the market. Features the revolutionary patent-pending LeverLock&trade; system for tool free installation of cable management accessories. New options include brush grommet rear doors and problem-solving extender bays. Choose a BGR enclosure for the highest level of space efficiency and strength available, and to enable the use of the latest options for installation flexibility. This stand-alone version includes fixed vented side panels.
Racks | Middle Atlantic | BGR-19SA-27LRD | 19SP27DP LRD,STAND ALONE | 1596 | 1436.4 | [8 empty] | 656747142345 | N | 115 |  |  | https://assetserver.net/_assets/_prop65/shortform cancerandreprod_midat.jpg | US | Mounts & Racks | Racks |  |  | 0 | Application/Usage: A/V Equipment | Form Factor: Floor Standing | Product Color: Black Powder Coat | Product Material: Steel | Maximum Weight Capacity: 12000 lb | 32.000 x 30.000 x 43.000 | <p>Why is BGR the #1 AV Enclosure? The BGR is designed to hold 20% more weight but be lighter than its predecessors. It offers more space efficiency for equipment mounting and cable management with Lever Lock&trade;. It has options designed for system future proofing without disturbing the existing system. BGR is designed for today and tomorrow's AV applications and with multiple form factors it supports multi-rack systems, single rack systems or a mobile systems.</p> <ul> <li>The 23" width gives you extra room in "no-man's land" for front-to-back cable management and for mounting small devices on Lever Lock&trade; freeing up valuable rackspace.</li> <li>All BGRs are now equipped with the revolutionary Forward Rackrail giving you the ability to use Forward blank panels, vent panels, horizontal cable mgmt. and vertical cable mgmt.</li> <li>Innovative side lacing on the Forward rear rackrail provides flexibility for internal cabling and accepts the Forward vertical cable management products (coming soon).</li> <li>Breakthrough design provides high strength without extra weight</li> <li>UL 1678, Seismic and OSHPD OPM Certified</li> <li>Wide open top and bottom offer many cabling and cooling options</li> <li>Accepts brush grommet rear door kit for a large cable passage without fishing</li> <li>Pre-threaded ganging holes allow ganging while enclosure is fully loaded</li> <li>Standard front and rear adjustable 10-32 threaded rackrail with numbered spaces</li> </ul>
Racks | Middle Atlantic | BGR-19SA27MDK-A5 | 19SP,27DEEP,PLEXI DOOR & BLACK TOP | 3241 | 2916.9 | [8 empty] | 656747402555 | N | 160 |  | https://assetserver.net/_assets/middle atlantic/pdf/bgr19sa27mdka5-spec.pdf | https://assetserver.net/_assets/_prop65/ca prop 65 short form label.jpg | US | Mounts & Racks | Racks |  |  | 0 | Rack Type: Enclosed Cabinet | Application/Usage: Monitor | Features: Leveling Feet | Features: Front Door | Features: Cable Management | 32.000 x 30.000 x 43.000 | The BGR-MDK Series combines furniture elegance with a robust rolling steel enclosure featuring an attractive high pressure laminate (HPL) top which can accommodate video monitors.
Racks | Middle Atlantic | BGR-19SA27MDK-D0 | 19SP,27D,PLEXI DOOR & WALNUT HEIGHTS TOP | 3241 | 2916.9 | [9 empty] | N | 191 |  | https://assetserver.net/_assets/middle atlantic/pdf/bgr19sa27mdkd0-spec.pdf | https://assetserver.net/_assets/_prop65/ca prop 65 short form label.jpg | US-United States | Mounts & Racks | Racks |  |  | 0 | Rack Type: Enclosed Cabinet | Application/Usage: Monitor | Features: Leveling Feet | Features: Front Door | Features: Cable Management |  | The BGR-MDK Series combines furniture elegance with a robust rolling steel enclosure featuring an attractive high pressure laminate (HPL) top which can accommodate video monitors.
Racks | Middle Atlantic | BGR-19SA27MDK-D8 | 19SP,27DEEP,PLEXI DOOR & DES WHITE TOP | 3241 | 2916.9 | [8 empty] | 656747402562 | Y | 191 | https://assetserver.net/_assets/middle atlantic/1000/bgr19sa27mdkd8.jpg |  |  | US | Mounts & Racks | Racks |  |  | 0 | 19RU | 27" (686mm) | Designer White HPL top | Comes complete with a skirted wheelbase, leveling feet, curved plexi front door, cable entry rear door and front and rear rackrail. | Now Forward Compatible and equipped with the revolutionary Forward Rackrail, giving you the ability to use Forward blank panels, vent panels, horizontal cable mgmt. and vertical cable mgmt. |  | The BGR-MDK Series combines furniture elegance with a robust rolling steel enclosure featuring an attractive high pressure laminate (HPL) top which can accommodate video monitors.
Racks | Middle Atlantic | BGR-19SA27MDK-E0 | 19SP,27DEEP,PLEXI DOOR & BIT CHERRY TOP | 3241 | 2916.9 | [8 empty] | 0656747402579 | Y | 191 |  |  |  | US-United States of America | Mounts & Racks | Racks |  |  | 0 | [6 empty] | The BGR-MDK Series combines furniture elegance with a robust rolling steel enclosure, featuring an attractive Biltmore Cherry high pressure laminate (HPL) top that can accommodate video monitors. This 25RU enclosure, standing 39.5in tall, comes complete with a skirted wheelbase, leveling feet, a curved plexi front door, a cable entry rear door, and front and rear rackrail. Now forward-compatible and equipped with the revolutionary Forward Rackrail, it allows the use of Forward blank panels, vent panels, horizontal cable management, and vertical cable management. The 23in width provides extra room for front-to-back cable management and for mounting small devices on Lever Lock, freeing up valuable rack space. Innovative side lacing on the Forward rear rackrail provides flexibility for internal cabling and accepts the Forward vertical cable management products. <p><a id="gfk-spex-minisite" rel="nofollow" href="javascript:void(0)" onclick="javascript:window.open('//content.etilize.com/mini-site/en_us/1079285622.html','_blank','height=800,width=780,resizable=yes,scrollbars=yes,toolbar=no,menubar=no,location=no,directories=no,status=no');return false;">More from the Manufacturer</a></p>
Racks | Middle Atlantic | BGR-19SA27MDK-E2 | 19SP,27DEEP,PLEXI FD & MDNIGHT STONE TOP | 3241 | 2916.9 | [8 empty] | 656747402593 | Y | 191 | https://assetserver.net/_assets/middle atlantic/1000/bgr19sa27mdke2.jpg | https://assetserver.net/_assets/middle atlantic/pdf/bgr19sa27mdke2-spec.pdf |  | US-United States | Mounts & Racks | Racks |  |  | 0 | 19RU | 27" (686mm) | Midnight Stone HPL top | Comes complete with a skirted wheelbase, leveling feet, curved plexi front door, cable entry rear door and front and rear rackrail. | Now Forward Compatible and equipped with the revolutionary Forward Rackrail, giving you the ability to use Forward blank panels, vent panels, horizontal cable mgmt. and vertical cable mgmt. | 32.000 x 30.000 x 43.000 | The BGR-MDK Series combines furniture elegance with a robust rolling steel enclosure featuring an attractive high pressure laminate (HPL) top which can accommodate video monitors.
Racks | Middle Atlantic | BGR-19SA27MDK-NM | 19SP27DPPLEXI D&NM TOP | 2569 | 2312.1 | [8 empty] | 656747290916 | Y | 171 |  |  | https://assetserver.net/_assets/_prop65/prop65 label.jpg | US-United States | Mounts & Racks | Racks |  |  | 0 | Application/Usage: Monitor | Features: Leveling Feet | Features: Cable Management | Features: Adjustable Front Rail | Features: Adjustable Rear Rail | 32.000 x 30.000 x 43.000
Racks | Middle Atlantic | BGR-2527 | 25SP/27D MULTIBAY BGR RACK | 1483 | 1334.7 | [8 empty] | 656747140167 | Y | 112 | https://assetserver.net/_assets/middle atlantic/1000/bgr2527.jpg |  | https://assetserver.net/_assets/_prop65/shortform cancerandreprod_midat.jpg | US-United States | Mounts & Racks | Racks |  |  | 0 | Application/Usage: A/V Equipment | Form Factor: Floor Standing | Product Color: Black Powder Coat | Product Material: Steel | Height: 47.9" | 32.000 x 30.000 x 54.000 | <p>Why is BGR the #1 AV Enclosure? The BGR is designed to hold 20% more weight but be lighter than its predecessors. It offers more space efficiency for equipment mounting and cable management with Lever Lock&trade;. It has options designed for system future proofing without disturbing the existing system. BGR is designed for today and tomorrow's AV applications and with multiple form factors it supports multi-rack systems, single rack systems or a mobile systems. </p> <ul> <li>The 23" width gives you extra room in "no-man's land" for front-to-back cable management and for mounting small devices on Lever Lock&trade; freeing up valuable rackspace.</li> <li>All BGRs are now equipped with the revolutionary Forward rackrail giving you the ability to use Forward blank panels, vent panels, horizontal cable mgmt. and vertical cable mgmt.</li> <li>Innovative side lacing on the Forward rear rackrail provides flexibility for internal cabling and accepts the Forward vertical cable management products (coming soon).</li> <li>Breakthrough design provides high strength without extra weight</li> <li>UL 1678, Seismic and OSHPD OPM Certified</li> <li>Wide open top and bottom offer many cabling and cooling options</li> <li>Accepts extender bay to add 3" of useable depth to the front or rear of the enclosure</li> <li>Accepts brush grommet rear door kit for a large cable passage without fishing</li> <li>Pre-threaded ganging holes allow ganging while enclosure is fully loaded</li> <li>Standard front and rear adjustable 10-32 threaded rackrail with numbered spaces</li> <li>Includes standard vented rear door that accepts optional fans</li> </ul>
Racks | Middle Atlantic | BGR-2527LRD | 25SP/27D MULTIBAY BGR RACK,LRD | 1483 | 1334.7 | [8 empty] | 656747140273 | Y | 104 |  |  | https://assetserver.net/_assets/_prop65/shortform cancerandreprod_midat.jpg | US-United States | Mounts & Racks | Racks |  |  | 0 | Features: Adjustable Mounting Rails | Features: Cable Management | Product Color: Black Powder Coat | Product Material: Steel | Static/Stationary Weight Capacity: 12000 lb | 30.000 x 25.000 x 48.000 | <b>BGR-2527LRD</b><br> This is the "Next Generation" Rack you have been wanting! Choose a BGR enclosure for the most space efficiency and strength available, plus the latest options for installation flexibility.<br><br> BGR series rack enclosures have higher weight capacities, provide more usable rackspace, and incorporate more functionality than any other rack system on the market Our revolutionary patent-pending Lever Lock&trade; system gives you tool free installation of cable management accessories. New options include brush grommet rear doors and problem-solving extender bays.
Racks | Middle Atlantic | BGR-2532 | 25SP/32D MULTIBAY BGR RACK | 1631 | 1467.9 | [8 empty] | 656747140150 | N | 124 |  |  | https://assetserver.net/_assets/_prop65/shortform cancerandreprod_midat.jpg | US | Mounts & Racks | Racks |  |  | 0 | Features: Adjustable Mounting Rails | Features: Fan Cutout | Features: Cable Management | Form Factor: Floor Standing | Product Color: Black | 38.000 x 30.000 x 54.000 | BGR = Breakthrough Next-Generation Rack<br><br> This is the "Next Generation" Rack you have been wanting! BGR series racks have higher weight capacities, provide more useable rackspace, and incorporate more functionality than any other rack system on the market. Features the revolutionary patent-pending LeverLock&trade; system for tool free installation of cable management accessories. New options include brush grommet rear doors and problem-solving extender bays. Choose a BGR enclosure for the highest level of space efficiency and strength available, and to enable the use of the latest options for installation flexibility. <p><b>Structural Features</b></p><ul><li>Breakthrough design provides more useable rack height - for example, the 45 space version overall height is shorter than 44 space alternative models</li><li>Accepts patent-pending LeverLock&trade; system accessories for fast, flexible cable management and mounting of small devices such as interface boxes, power supplies, and relay modules</li><li>Unique new extender bay adds 3" of useable depth to the front or rear of the enclosure at any time. Extender bays allow the use of existing doors and can even be stacked for greater depths</li><li>Pre-threaded ganging holes allow ganging while fully loaded</li><li>Wide open bottom accepts multiple base options</li><li>Standard front and rear adjustable wide, heavy-gauge, 10-32 threaded rackrail with numbered rackspace increments speeds equipment mounting</li><li>Labels included to indicate rail position front to back</li><li>Finished in a durable black textured powder coat</li></ul><p><b>Thermal Management</b></p><ul><li>Top options include solid, vented, and thermostatically controlled DC fan tops for efficiency</li><li>Standard vented door accepts optional doors</li></ul><p><b>Cable Management</b></p><ul><li>Accepts LeverLock&trade; system tool free cable management accessories</li><li>Cable entry choices include generous laser knockouts and choice of trade size openings and/or grommetted pass-throughs</li><li>The generous 21" wide top opening provides for full-width cable and conduit entry, and includes vertical cable entry tie points on both sides</li><li>Optional brush grommet rear door kit can be mounted top or bottom to provide a large cable passage with easy access to the cables without fishing</li></ul>
Racks | Middle Atlantic | BGR-2532LRD | 25SP/32D MULTIBAY BGR RACK,LRD | 1631 | 1467.9 | 1 | 1 | [6 empty] | 656747140266 | N | 107 |  |  | https://assetserver.net/_assets/_prop65/shortform cancerandreprod_midat.jpg | US | Mounts & Racks | Racks |  |  | 0 | Features: Adjustable Mounting Rails | Features: Cable Management | Form Factor: Floor Standing | Product Color: Black | Static/Stationary Weight Capacity: 12000 lb | 26.000 x 39.000 x 53.000 | The #1 AV rack because it is both Forward and Lever Lock compatible providing maximum mounting capacity on and off the rail and a suite of tool-free accessories making rack installations 5Xs faster! 25RU & 32in (686mm) Depth. The 1st Forward Compatible rack. Breakthrough design provides high rack strength without extra weight. Accepts Lever Lock system tool free cable management accessories. The 23in width gives you extra room in "no-man's land" for front-to-back cable management and for mounting small devices on Lever Lock freeing up valuable rackspace. Innovative side lacing on the Forward rear rack rail provides flexibility for internal cabling and accepts the Forward vertical cable management products. Includes standard vented rack rear door that accepts optional fans. Accepts brush grommet rear door kit for a large cable passage without fishing. Wide open rack top and bottom offer many cabling and cooling options. Standard front and rear adjustable Forward rack rail with numbered spaces.
Racks | Middle Atlantic | BGR-25SA-27 | 25SP/27D STAND ALONE BGR | 1697 | 1527.3 | [8 empty] | 656747139963 | N | 138 | https://assetserver.net/_assets/middle atlantic/1000/bgr25sa27.jpg |  | https://assetserver.net/_assets/_prop65/shortform cancerandreprod_midat.jpg | US | Mounts & Racks | Racks |  |  | 0 | [5 empty] | 30.000 x 32.000 x 54.000
Racks | Middle Atlantic | BGR-25SA-27LRD | 25SP/27D LRD,STAND ALONE | 1697 | 1527.3 | [8 empty] | 656747140051 | N | 128 |  |  | https://assetserver.net/_assets/_prop65/shortform cancerandreprod_midat.jpg | US-United States | Mounts & Racks | Racks |  |  | 0 | Form Factor: Floor Standing | Product Color: Black Powder Coat | Product Material: Steel | Maximum Weight Capacity: 12000 lb | Static/Stationary Weight Capacity: 12000 lb | 32.000 x 30.000 x 53.000 | <p>This is the "Next Generation" Rack you have been wanting! Choose a BGR enclosure for the most space efficiency and strength available, plus the latest options for installation flexibility. This stand-alone version includes fixed vented side panels.<br /><br />BGR series rack enclosures have higher weight capacities, provide more usable rackspace, and incorporate more functionality than any other rack system on the market Our revolutionary patent-pending Lever Lock&trade; system gives you tool free installation of cable management accessories. New options include brush grommet rear doors and problem-solving extender bays.</p> <ul> <li>Breakthrough design provides high strength without extra weight</li> <li>Fixed solid sides for security and to control airflow</li> <li>Accepts Lever Lock&trade; system tool free cable management accessories</li> <li>Accepts extender bay to add 3" of useable depth to the front or rear at any time</li> <li>Accepts brush grommet rear door kit for a large cable passage without fishing</li> <li>Wide open top and bottom offer many cabling and cooling options</li> <li>Standard front and rear adjustable 10-32 threaded rackrail with numbered spaces</li> </ul> <p><br /><br /></p>
Racks | Middle Atlantic | BGR-25SA27MDK-A5 | 25SP,27DEEP,PLEXI DOOR & BLACK TOP | 3402 | 3061.8 | [8 empty] | 656747402630 | Y | 0 | https://assetserver.net/_assets/middle atlantic/1000/bgr25sa27mdka5.jpg | https://assetserver.net/_assets/middle atlantic/pdf/bgr25sa27mdka5-spec.pdf |  | US-United States of America | Mounts & Racks | Racks |  |  | 0 | 25RU | 27" (813mm) | Black HPL top | Comes complete with a skirted wheelbase, leveling feet, curved plexi front door, cable entry rear door and front and rear rackrail. | Now Forward Compatible and equipped with the revolutionary Forward Rackrail, giving you the ability to use Forward blank panels, vent panels, horizontal cable mgmt. and vertical cable mgmt. |  | The BGR-MDK Series combines furniture elegance with a robust rolling steel enclosure featuring an attractive high pressure laminate (HPL) top which can accommodate video monitors.
Racks | Middle Atlantic | BGR-25SA27MDK-C8 | 25SP,27DEEP,PLEXI DOOR & STUDIO TEAK TOP | 3402 | 3061.8 | [8 empty] | 0656747402692 | Y | 207 | https://assetserver.net/_assets/middle atlantic/1000/bgr25sa27mdkc8.jpg |  |  | US-United States of America | Mounts & Racks | Racks |  |  | 0 | 25RU | 27" (686mm) | Studio Teak HPL top | Comes complete with a skirted wheelbase, leveling feet, curved plexi front door, cable entry rear door and front and rear rackrail. | Now Forward Compatible and equipped with the revolutionary Forward Rackrail, giving you the ability to use Forward blank panels, vent panels, horizontal cable mgmt. and vertical cable mgmt. |  | The BGR-MDK Series combines furniture elegance with a robust rolling steel enclosure featuring an attractive high pressure laminate (HPL) top which can accommodate video monitors.
Racks | Middle Atlantic | BGR-25SA27MDK-E2 | 25SP,27DEEP,PLEXI FD & MDNIGHT STONE TOP | 3402 | 3061.8 | [9 empty] | Y | 207 |  | https://assetserver.net/_assets/middle atlantic/pdf/bgr25sa27mdke2-spec.pdf | https://assetserver.net/_assets/_prop65/ca prop 65 short form label.jpg | US-United States | Mounts & Racks | Racks |  |  | 0 | 25RU | 27" (686mm) | Midnight Stone HPL top | Comes complete with a skirted wheelbase, leveling feet, curved plexi front door, cable entry rear door and front and rear rackrail. | Now Forward Compatible and equipped with the revolutionary Forward Rackrail, giving you the ability to use Forward blank panels, vent panels, horizontal cable mgmt. and vertical cable mgmt. |  | The BGR-MDK Series combines furniture elegance with a robust rolling steel enclosure featuring an attractive high pressure laminate (HPL) top which can accommodate video monitors.
Racks | Middle Atlantic | BGR-25SA27MDK-GS | BGR-25SA-27W/CURVED PLEXI FD,CBL RD,CBS,GS TOP | 3260 | 2934 | [8 empty] | 656747191107 | Y | 197 |  |  | https://assetserver.net/_assets/_prop65/shortform cancerandreprod_midat.jpg | US-United States | Mounts & Racks | Racks |  |  | 0 | Form Factor: Floor Standing | Product Color: Graystone | Product Color: Black Powder Coat | Product Material: Steel | Product Material: Wood | 34.000 x 36.000 x 57.000 | <p>The BGR-MDK Series combines furniture elegance with a robust rolling steel enclosure. Featuring an attractive thermolaminate top which can accommodate video monitors, the BGR-MDK Series comes complete with a skirted wheelbase, leveling feet, curved plexi front door, cable entry rear door and front and rear rackrail.</p> <ul> <li>Breakthrough design provides high strength without extra weight</li> <li>All BGRs are now equipped with the revolutionary Forward rackrail giving you the ability to use Forward blank panels, vent panels, horizontal cable mgmt. and vertical cable mgmt.</li> <li>Innovative side lacing on the Forward rear rackrail provides flexibility for internal cabling and accepts the Forward vertical cable mangement products (coming soon).</li> <li>Fixed solid sides for security and to control airflow</li> <li>Accepts Lever Lock&trade; system tool free cable management accessories</li> <li>Standard front and rear adjustable 10-32 threaded rackrail with numbered spaces</li> <li>Factory configured with skirted wheelbase and leveling feet curved plexi front door</li> <li>Factory configured with curved plexi front door, cable entry rear door, and wood top</li> </ul>
Racks | Middle Atlantic | BGR-25SA-32 | 25SP/32D STAND ALONE BGR | 1834 | 1650.6 | [8 empty] | 656747139956 | N | 148 |  |  | https://assetserver.net/_assets/_prop65/shortform cancerandreprod_midat.jpg | US | Mounts & Racks | Racks |  |  | 0 | Features: Cable Management | Features: Adjustable Mounting Rails | Form Factor: Floor Standing | Product Color: Black | Product Material: Steel | 38.000 x 30.000 x 53.000 | BGR = Breakthrough Next-Generation Rack<br /><br />This is the -inchNext Generation-inch Rack you have been wanting! BGR-SA series racks have higher weight capacities, provide more useable rackspace, and incorporate more functionality than any other rack system on the market. Features the revolutionary patent-pending LeverLock&trade; system for tool free installation of cable management accessories. New options include brush grommet rear doors and problem-solving extender bays. Choose a BGR enclosure for the highest level of space efficiency and strength available, and to enable the use of the latest options for installation flexibility. This stand-alone version includes fixed vented side panels. Structural Features</b>. <ul> <li>Breakthrough design provides more useable rack height - for example, the 45 space version is shorter than 44 space alternative models</li> <li>Accepts patent-pending LeverLock&trade; system accessories for fast, flexible cable management and mounting of small
Racks | Middle Atlantic | BGR-25SA-32LRD | 25SP/32D LRD,STAND ALONE | 1834 | 1650.6 | [8 empty] | 656747140044 | Y | 129 |  |  | https://assetserver.net/_assets/_prop65/shortform cancerandreprod_midat.jpg | US-United States | Mounts & Racks | Racks |  |  | 0 | Features: Adjustable Mounting Rails | Features: Cable Management | Form Factor: Floor Standing | Product Color: Black | Static/Stationary Weight Capacity: 12000 lb | 39.000 x 22.000 x 50.000
Racks | Middle Atlantic | BGR-25SA32MDK-E2 | 25SP,32DEEP,PLEXI FD & MDNIGHT STONE TOP | 3586 | 3227.4 | [9 empty] | Y | 0 | https://assetserver.net/_assets/middle atlantic/1000/bgr25sa32mdke2.jpg | https://assetserver.net/_assets/middle atlantic/pdf/bgr25sa32mdke2-spec.pdf | https://assetserver.net/_assets/_prop65/ca prop 65 short form label.jpg | US-United States | Mounts & Racks | Racks |  |  | 0 | 25RU | 32" | Midnight Stone HPL top | Comes complete with a skirted wheelbase, leveling feet, curved plexi front door, cable entry rear door and front and rear rackrail. | Now Forward Compatible and equipped with the revolutionary Forward Rackrail, giving you the ability to use Forward blank panels, vent panels, horizontal cable mgmt. and vertical cable mgmt. |  | The BGR-MDK Series combines furniture elegance with a robust rolling steel enclosure featuring an attractive high pressure laminate (HPL) top which can accommodate video monitors.
Racks | Middle Atlantic | BGR-25SA32MDK-SG | BGR-25SA-32W/CURVED PLEXI FD,CBL RD,CBS,SG TOP | 3436 | 3092.4 | [8 empty] | 656747191299 | Y | 191 |  |  | https://assetserver.net/_assets/_prop65/shortform cancerandreprod_midat.jpg | US-United States | Mounts & Racks | Racks |  |  | 0 | Application/Usage: A/V Equipment | Form Factor: Floor Standing | Product Color: Shark Gray | Product Material: Steel | Product Material: Plexiglass | 36.000 x 26.000 x 56.000 | <p>The BGR-MDK Series combines furniture elegance with a robust rolling steel enclosure. Featuring an attractive thermolaminate top which can accommodate video monitors, the BGR-MDK Series comes complete with a skirted wheelbase, leveling feet, curved plexi front door, cable entry rear door and front and rear rackrail.</p> <ul> <li>Breakthrough design provides high strength without extra weight</li> <li>All BGRs are now equipped with the revolutionary Forward rackrail giving you the ability to use Forward blank panels, vent panels, horizontal cable mgmt. and vertical cable mgmt.</li> <li>Innovative side lacing on the Forward rear rackrail provides flexibility for internal cabling and accepts the Forward vertical cable mangement products (coming soon).</li> <li>Fixed solid sides for security and to control airflow</li> <li>Accepts Lever Lock&trade; system tool free cable management accessories</li> <li>Standard front and rear adjustable 10-32 threaded rackrail with numbered spaces</li> <li>Factory configured with skirted wheelbase and leveling feet curved plexi front door</li> <li>Factory configured with curved plexi front door, cable entry rear door, and wood top</li> </ul>
Racks | Middle Atlantic | BGR-276FT | 4-1/2"DC FAN TOP,4 FANS,276CFM,FITS BGR,BK | 669 | 602.1 | [8 empty] | 656747147807 | Y | 7.2 |  |  | https://assetserver.net/_assets/_prop65/shortform cancerandreprod_midat.jpg | US | Mounts & Racks | Racks |  |  | 0 | Top with 4 mounted fans moves 276 CFM at 35 dBA |  |  |  |  | 25.300 x 11.300 x 3.500
Racks | Middle Atlantic | BGR-276FT-FC | 4-1/2"DC FAN TOP,INCL 4FANS,FAN CNTRL,FITS BGR | 890 | 801 | [8 empty] | 656747147821 | Y | 7.14 |  |  | https://assetserver.net/_assets/_prop65/shortform cancerandreprod_midat.jpg | US-United States | Mounts & Racks | Racks |  |  | 0 | Number of Fans: 4 | Maximum Air Flow: 276 CFM | Input Voltage: 12 V DC | Product Color: Black | Height: 8.7" | 25.000 x 11.250 x 3.750 | Top with 4 mounted fans moves 276 CFM at 35 dBA, includes controller
Racks | Middle Atlantic | BGR-276FT-K-EU | BGR SERIES 276CFM FAN TOP,EU COMPATIBLE | 701 | 630.9 | [8 empty] | 0656747396854 | Y | 0 | https://assetserver.net/_assets/middle atlantic/1000/bgr276ftkeu.jpg |  |  | US-United States of America | Mounts & Racks | Racks |  |  | 0 | Includes 4 mounted fans moving 276 CFM at 35 dBA | Includes a 12V power supply and all plugs for North America and the European Union nations | Includes all necessary magnetic vent blockers for proper thermal management of the rack
Racks | Middle Atlantic | BGR-3827 | 38SP/27D MULTIBAY BGR RACK | 1728 | 1555.2 | [8 empty] | 656747140143 | N | 131 | https://assetserver.net/_assets/middle atlantic/1000/bgr3827.jpg |  | https://assetserver.net/_assets/_prop65/shortform cancerandreprod_midat.jpg | US | Mounts & Racks | Racks |  |  | 0 | [5 empty] | 32.000 x 30.000 x 76.000 | </b>BGR = Breakthrough Next-Generation Rack<br /><br />This is the -inchNext Generation-inch Rack you have been wanting! BGR series racks have higher weight capacities, provide more useable rackspace, and incorporate more functionality than any other rack system on the market. Features the revolutionary patent-pending LeverLock&trade; system for tool free installation of cable management accessories. New options include brush grommet rear doors and problem-solving extender bays. Choose a BGR enclosure for the highest level of space efficiency and strength available, and to enable the use of the latest options for installation flexibility. Structural Features</b>. <ul> <li>Breakthrough design provides more useable rack height - for example, the 45 space version overall height is shorter than 44 space alternative models</li> <li>Accepts patent-pending LeverLock&trade; system accessories for fast, flexible cable management and mounting of small devices such as interface boxes, power s
Racks | Middle Atlantic | BGR-3827-AV | 38SP/27D CONFIG AV RACK | 4425 | 3982.5 | [8 empty] | 656747390722 | N | 271 |  |  | https://assetserver.net/_assets/_prop65/prop65 label.jpg | US-United States | Mounts & Racks | Racks |  |  | 0 | All BGRs are now equipped with the revolutionary Forward rackrail giving you the ability to use Forward blank panels,vent panels horizontal cable management and vertical cable management | Provides more rackspace in a smaller overall height than similar racks | Accepts patented Lever Lock&trade; tool free and hardware free internal device and cable management system accessories | Fully welded construction provides the following weight capacities: UL Listed load capacity: 3,000 lbs., Seismic certified capacity: 1,175 lbs. | Pre-threaded ganging holes allow for rack joining after loading | 38.000 x 30.000 x 90.000 | <p>A pre-configured BGR Built for today's AV systems. The accessories and options included with the Pre-Configured BGR for AV are exactly what you need to deliver an optimized AV system.</p>
Racks | Middle Atlantic | BGR-3827LRD | 38SP/27D MULTIBAY BGR RACK,LRD | 1728 | 1555.2 | [9 empty] | N | 116 | https://assetserver.net/_assets/middle atlantic/1000/bgr3827lrd.jpg |  | https://assetserver.net/_assets/_prop65/shortform cancerandreprod_midat.jpg | US-United States | Mounts & Racks | Racks |  |  | 0 | [5 empty] | 32.000 x 30.000 x 76.000
Racks | Middle Atlantic | BGR-3832 | 38SP/32D MULTIBAY BGR RACK | 1984 | 1785.6 | [8 empty] | 656747140136 | Y | 142 | https://assetserver.net/_assets/middle atlantic/1000/bgr3832.jpg |  | https://assetserver.net/_assets/_prop65/shortform cancerandreprod_midat.jpg | US-United States | Mounts & Racks | Racks |  |  | 0 | Features: Cable Management | Features: Adjustable Mounting Rails | Form Factor: Floor Standing | Product Color: Black | Product Material: Steel | 38.000 x 30.000 x 76.000 | BGR = Breakthrough Next-Generation Rack<br /><br />This is the -inchNext Generation-inch Rack you have been wanting! BGR series racks have higher weight capacities, provide more useable rackspace, and incorporate more functionality than any other rack system on the market. Features the revolutionary patent-pending LeverLock&trade; system for tool free installation of cable management accessories. New options include brush grommet rear doors and problem-solving extender bays. Choose a BGR enclosure for the highest level of space efficiency and strength available, and to enable the use of the latest options for installation flexibility. Structural Features</b>. <ul> <li>Breakthrough design provides more useable rack height - for example, the 45 space version overall height is shorter than 44 space alternative models</li> <li>Accepts patent-pending LeverLock&trade; system accessories for fast, flexible cable management and mounting of small devices such as interface boxes, power supplies
Racks | Middle Atlantic | BGR-3832LRD | 38SP/32D MULTIBAY BGR RACK,LRD | 1984 | 1785.6 | [8 empty] | 656747140242 | N | 128 |  |  | https://assetserver.net/_assets/_prop65/shortform cancerandreprod_midat.jpg | US | Mounts & Racks | Racks |  |  | 0 | Features: Cable Management | Features: Adjustable Mounting Rails | Form Factor: Floor Standing | Product Color: Black | Product Material: Steel | 38.000 x 30.000 x 76.000 | BGR = Breakthrough Next-Generation Rack<br><br> This is the "Next Generation" Rack you have been wanting ! BGR-SA series racks have higher weight capacities, provide more useable rackspace, and incorporate more functionality than any other rack system on the market. Features the revolutionary patent-pending LeverLock&trade; system for tool free installation of cable management accessories. New options include brush grommet rear doors and problem-solving extender bays. Choose a BGR enclosure for the highest level of space efficiency and strength available, and to enable the use of the latest options for installation flexibility. This stand-alone version includes fixed vented side panels. <p><b>Structural Features</b></p><ul><li>Breakthrough design provides more useable rack height - for example, the 45 space version is shorter than 44 space alternative models</li><li>Accepts patent-pending LeverLock&trade; system accessories for fast, flexible cable management and mounting of small devices such as interface boxes, power supplies, and relay modules</li><li>Unique new extender bay adds 3" of useable depth to the front or rear of the enclosure at any time. Extender bays allow the use of existing doors and can even be stacked for greater depth</li><li>Standard front and rear adjustable wide, heavy-gauge, 10-32 threaded rackrail with numbered rackspace increments speeds equipment mounting</li><li>Wide open bottom accepts multiple base options</li><li>Finished in a durable black textured powder coat</li></ul><p><b>Thermal Management</b></p><ul><li>Top options include solid, vented, and thermostatically controlled fan tops</li><li>Standard vented door accepts optional doors</li></ul><p><b>Cable Management</b></p><ul><li>Accepts LeverLock&trade; system tool free cable management accessories</li><li>Cable entry choices include generous laser knockouts and choice of trade openings and/or grommetted pass-throughs</li><li>The generous 21" wide top opening provides for full-width cable and conduit entry, and includes vertical cable entry tie points on both sides</li><li>Optional brush grommet rear door kit can be mounted top or bottom to provide a large cable passage with easy access to the cables without fishing</li></ul>
Racks | Middle Atlantic | BGR-38SA-27 | 38SP/27D STAND ALONE BGR | 1917 | 1725.3 | [8 empty] | 656747139949 | N | 168 | https://assetserver.net/_assets/middle atlantic/1000/bgr38sa27.jpg |  | https://assetserver.net/_assets/_prop65/shortform cancerandreprod_midat.jpg | US | Mounts & Racks | Racks |  |  | 0 | Features: Cable Management | Form Factor: Floor Standing | Product Color: Black | Product Material: Steel | Maximum Weight Capacity: 3000 lb | 32.000 x 30.000 x 76.000 | The BGR-SA Series 19-inch stand-alone enclosures Next generation rack, designed with significant installation and performance benefits
Racks | Middle Atlantic | BGR-38SA-27LRD | 38SP/27D LRD,STAND ALONE | 1917 | 1725.3 | [8 empty] | 656747140037 | N | 154 |  |  | https://assetserver.net/_assets/_prop65/shortform cancerandreprod_midat.jpg | US-United States | Mounts & Racks | Racks |  |  | 0 | Application/Usage: A/V Equipment | Form Factor: Floor Standing | Product Color: Black Powder Coat | Product Material: Steel | Maximum Weight Capacity: 12000 lb | 70.000 x 29.000 x 25.000 | <p>Why is BGR the #1 AV Enclosure? The BGR is designed to hold 20% more weight but be lighter than its predecessors. It offers more space efficiency for equipment mounting and cable management with Lever Lock&trade;. It has options designed for system future proofing without disturbing the existing system. BGR is designed for today and tomorrow's AV applications and with multiple form factors it supports multi-rack systems, single rack systems or a mobile systems.</p> <ul> <li>The 23" width gives you extra room in "no-man's land" for front-to-back cable management and for mounting small devices on Lever Lock&trade; freeing up valuable rackspace.</li> <li>All BGRs are now equipped with the revolutionary Forward Rackrail giving you the ability to use Forward blank panels, vent panels, horizontal cable mgmt. and vertical cable mgmt.</li> <li>Innovative side lacing on the Forward rear rackrail provides flexibility for internal cabling and accepts the Forward vertical cable management products (coming soon).</li> <li>Breakthrough design provides high strength without extra weight</li> <li>UL 1678, Seismic and OSHPD OPM Certified</li> <li>Wide open top and bottom offer many cabling and cooling options</li> <li>Accepts brush grommet rear door kit for a large cable passage without fishing</li> <li>Pre-threaded ganging holes allow ganging while enclosure is fully loaded</li> <li>Standard front and rear adjustable 10-32 threaded rackrail with numbered spaces</li> </ul>
Racks | Middle Atlantic | BGR-38SA-32 | 38SP/32D STAND ALONE BGR | 2218 | 1996.2 | [8 empty] | 656747139932 | Y | 176 |  |  | https://assetserver.net/_assets/_prop65/shortform cancerandreprod_midat.jpg | US-United States | Mounts & Racks | Racks |  |  | 0 | Form Factor: Floor Standing | Product Color: Black Powder Coat | Product Material: Steel | Static/Stationary Weight Capacity: 12000 lb | Height: 70.6" | 38.000 x 30.000 x 76.000 | <b>BGR-38SA-32<br /></b> This is the "Next Generation" Rack you have been wanting! Choose a BGR enclosure for the most space efficiency and strength available, plus the latest options for installation flexibility. This stand-alone version includes fixed vented side panels.<br /> <br /> <p>BGR series rack enclosures have higher weight capacities, provide more usable rackspace, and incorporate more functionality than any other rack system on the market Our revolutionary patent-pending Lever Lock&trade; system gives you tool free installation of cable management accessories. New options include brush grommet rear doors and problem-solving extender bays.</p>
Racks | Middle Atlantic | BGR-38SA-32LRD | 38SP/32D LRD,STAND ALONE | 2218 | 1996.2 | [8 empty] | 656747140020 | N | 172 |  |  | https://assetserver.net/_assets/_prop65/shortform cancerandreprod_midat.jpg | US-United States | Mounts & Racks | Racks |  |  | 0 | Application/Usage: A/V Equipment | Form Factor: Floor Standing | Product Color: Black Powder Coat | Product Material: Steel | Maximum Weight Capacity: 12000 lb | 25.000 x 34.000 x 70.500 | <p>Why is BGR the #1 AV Enclosure? The BGR is designed to hold 20% more weight but be lighter than its predecessors. It offers more space efficiency for equipment mounting and cable management with Lever Lock&trade;. It has options designed for system future proofing without disturbing the existing system. BGR is designed for today and tomorrow's AV applications and with multiple form factors it supports multi-rack systems, single rack systems or a mobile systems.</p> <ul> <li>The 23" width gives you extra room in "no-man's land" for front-to-back cable management and for mounting small devices on Lever Lock&trade; freeing up valuable rackspace.</li> <li>All BGRs are now equipped with the revolutionary Forward Rackrail giving you the ability to use Forward blank panels, vent panels, horizontal cable mgmt. and vertical cable mgmt.</li> <li>Innovative side lacing on the Forward rear rackrail provides flexibility for internal cabling and accepts the Forward vertical cable management products (coming soon).</li> <li>Breakthrough design provides high strength without extra weight</li> <li>UL 1678, Seismic and OSHPD OPM Certified</li> <li>Wide open top and bottom offer many cabling and cooling options</li> <li>Accepts brush grommet rear door kit for a large cable passage without fishing</li> <li>Pre-threaded ganging holes allow ganging while enclosure is fully loaded</li> <li>Standard front and rear adjustable 10-32 threaded rackrail with numbered spaces</li> </ul>
Racks | Middle Atlantic | BGR-4127 | 41SP/27D MULTIBAY BGR RACK | 1798 | 1618.2 | [8 empty] | 656747140129 | N | 150 |  |  | https://assetserver.net/_assets/_prop65/shortform cancerandreprod_midat.jpg | US | Mounts & Racks | Racks |  |  | 0 | Features: Cable Management | Features: Adjustable Mounting Rails | Form Factor: Floor Standing | Product Color: Black | Product Material: Steel | 32.000 x 30.000 x 81.000 | BGR = Breakthrough Next-Generation Rack<br><br> This is the "Next Generation" Rack you have been wanting! BGR series racks have higher weight capacities, provide more useable rackspace, and incorporate more functionality than any other rack system on the market. Features the revolutionary patent-pending LeverLock&trade; system for tool free installation of cable management accessories. New options include brush grommet rear doors and problem-solving extender bays. Choose a BGR enclosure for the highest level of space efficiency and strength available, and to enable the use of the latest options for installation flexibility. <p><b>Structural Features</b></p><ul><li>Breakthrough design provides more useable rack height - for example, the 45 space version overall height is shorter than 44 space alternative models</li><li>Accepts patent-pending LeverLock&trade; system accessories for fast, flexible cable management and mounting of small devices such as interface boxes, power supplies, and relay modules</li><li>Unique new extender bay adds 3" of useable depth to the front or rear of the enclosure at any time. Extender bays allow the use of existing doors and can even be stacked for greater depths</li><li>Pre-threaded ganging holes allow ganging while fully loaded</li><li>Wide open bottom accepts multiple base options</li><li>Standard front and rear adjustable wide, heavy-gauge, 10-32 threaded rackrail with numbered rackspace increments speeds equipment mounting</li><li>Labels included to indicate rail position front to back</li><li>Finished in a durable black textured powder coat</li></ul><p><b>Thermal Management</b></p><ul><li>Top options include solid, vented, and thermostatically controlled DC fan tops for efficiency</li><li>Standard vented door accepts optional doors</li></ul><p><b>Cable Management</b></p><ul><li>Accepts LeverLock&trade; system tool free cable management accessories</li><li>Cable entry choices include generous laser knockouts and choice of trade size openings and/or grommetted pass-throughs</li><li>The generous 21" wide top opening provides for full-width cable and conduit entry, and includes vertical cable entry tie points on both sides</li><li>Optional brush grommet rear door kit can be mounted top or bottom to provide a large cable passage with easy access to the cables without fishing</li></ul>
Racks | Middle Atlantic | BGR-4127LRD | 41SP/27D MULTIBAY BGR RACK,LRD | 1798 | 1618.2 | [8 empty] | 656747140235 | Y | 127 |  |  | https://assetserver.net/_assets/_prop65/shortform cancerandreprod_midat.jpg | US | Mounts & Racks | Racks |  |  | 0 | Features: Cable Management | Features: Adjustable Mounting Rails | Form Factor: Floor Standing | Product Color: Black | Static/Stationary Weight Capacity: 12000 lb | 31.000 x 30.000 x 81.000 | The #1 AV rack is a top-of-the-line rack that is both Forward and Lever Lock compatible, making it the perfect choice for those looking for maximum mounting capacity on and off the rail. With a suite of tool-free accessories, this rack offers 5X faster rack installation. It is a 41RU 27in (686mm) Depth rack that is the 1st Forward Compatible rack. This breakthrough design provides high rack strength without extra weight and This 4-post rack accepts Lever Lock system tool-free cable management accessories. The 23in width provides extra room in "no-man's land" for front-to-back cable management and for mounting small devices on Lever Lock, freeing up valuable rack space. The innovative side lacing on the Forward rear rack rail provides flexibility for internal cabling and accepts the Forward vertical cable management products. The floor standing rack top and bottom offer many cabling and cooling options. Additionally, the rack comes with a standard front and rear adjustable Forward rack rail with numbered spaces, providing maximum convenience and versatility. Overall, the #1 AV rack is the ultimate solution for those looking for a high-quality, versatile, and easy-to-use rack.
Racks | Middle Atlantic | BGR-4132 | 41SP/32D MULTIBAY BGR RACK | 2136 | 1922.4 | [8 empty] | 656747140112 | N | 159 | https://assetserver.net/_assets/middle atlantic/1000/bgr4132.jpg |  | https://assetserver.net/_assets/_prop65/shortform cancerandreprod_midat.jpg | US | Mounts & Racks | Racks |  |  | 0 | Features: Cable Management | Features: Adjustable Mounting Rails | Form Factor: Floor Standing | Product Color: Black | Product Material: Steel | 38.000 x 30.000 x 81.000 | BGR = Breakthrough Next-Generation Rack<br /><br />This is the -inchNext Generation-inch Rack you have been wanting! BGR series racks have higher weight capacities, provide more useable rackspace, and incorporate more functionality than any other rack system on the market. Features the revolutionary patent-pending LeverLock&trade; system for tool free installation of cable management accessories. New options include brush grommet rear doors and problem-solving extender bays. Choose a BGR enclosure for the highest level of space efficiency and strength available, and to enable the use of the latest options for installation flexibility. Structural Features</b>. <ul> <li>Breakthrough design provides more useable rack height - for example, the 45 space version overall height is shorter than 44 space alternative models</li> <li>Accepts patent-pending LeverLock&trade; system accessories for fast, flexible cable management and mounting of small devices such as interface boxes, power supplies
Racks | Middle Atlantic | BGR-4132LRD | 41SP/32D MULTIBAY BGR RACK,LRD | 2136 | 1922.4 | [8 empty] | 656747140228 | N | 142 |  |  | https://assetserver.net/_assets/_prop65/shortform cancerandreprod_midat.jpg | US | Mounts & Racks | Racks |  |  | 0 | Features: Cable Management | Features: Adjustable Mounting Rails | Form Factor: Floor Standing | Product Color: Black | Static/Stationary Weight Capacity: 12000 lb | 38.000 x 30.000 x 81.000 | The #1 AV rack because it is both Forward and Lever Lock compatible providing maximum mounting capacity on and off the rail and a suite of tool-free accessories making rack installations 5Xs faster! The BGR-4132 rack is a top-of-the-line rack that offers numerous features to make it the perfect choice for those looking for a high-quality, versatile, and easy-to-use rack. It is the 1st Forward Compatible rack that comes with a breakthrough design providing high rack strength without extra weight and accepts Lever Lock system tool-free cable management accessories. The 23in width provides extra room in "no-man's land" for front-to-back cable management and for mounting small devices on Lever Lock, freeing up valuable rack space. The innovative side lacing on the Forward rear rack rail provides flexibility for internal cabling and accepts the Forward vertical cable management products. The rack also includes a standard vented rack rear door that accepts optional fans and accepts a brush grommet rear door kit for a large cable passage without fishing. The wide-open rack top and bottom offer many cabling and cooling options, while the standard front and rear adjustable Forward rack rail with numbered spaces provides maximum convenience and versatility.
Racks | Middle Atlantic | BGR-4138 | 41SP/38D MULTIBAY BGR RACK | 2437 | 2193.3 | [8 empty] | 656747140105 | Y | 170 | https://assetserver.net/_assets/middle atlantic/1000/bgr4138.jpg |  | https://assetserver.net/_assets/_prop65/shortform cancerandreprod_midat.jpg | US-United States | Mounts & Racks | Racks |  |  | 0 | Features: Cable Management | Features: Adjustable Mounting Rails | Form Factor: Floor Standing | Product Color: Black | Product Material: Steel | 46.000 x 30.000 x 81.000 | BGR = Breakthrough Next-Generation Rack<br /><br />This is the -inchNext Generation-inch Rack you have been wanting! BGR series racks have higher weight capacities, provide more useable rackspace, and incorporate more functionality than any other rack system on the market. Features the revolutionary patent-pending LeverLock&trade; system for tool free installation of cable management accessories. New options include brush grommet rear doors and problem-solving extender bays. Choose a BGR enclosure for the highest level of space efficiency and strength available, and to enable the use of the latest options for installation flexibility. Structural Features</b>. <ul> <li>Breakthrough design provides more useable rack height - for example, the 45 space version overall height is shorter than 44 space alternative models</li> <li>Accepts patent-pending LeverLock&trade; system accessories for fast, flexible cable management and mounting of small devices such as interface boxes, power supplies
Racks | Middle Atlantic | BGR-4138LRD | 41SP/37D MULTIBAY BGR RACK,LRD | 2437 | 2193.3 | [8 empty] | 656747140211 | Y | 162 | https://assetserver.net/_assets/middle atlantic/1000/bgr4138lrd.jpg |  | https://assetserver.net/_assets/_prop65/shortform cancerandreprod_midat.jpg | US-United States | Mounts & Racks | Racks |  |  | 0 | Application/Usage: A/V Equipment | Form Factor: Floor Standing | Product Color: Black Powder Coat | Product Material: Steel | Height: 75.9" | 83.000 x 45.000 x 27.000 | <p>Why is BGR the #1 AV Enclosure? The BGR is designed to hold 20% more weight but be lighter than its predecessors. It offers more space efficiency for equipment mounting and cable management with Lever Lock&trade;. It has options designed for system future proofing without disturbing the existing system. BGR is designed for today and tomorrow's AV applications and with multiple form factors it supports multi-rack systems, single rack systems or a mobile systems.</p> <ul> <li>The 23" width gives you extra room in "no-man's land" for front-to-back cable management and for mounting small devices on Lever Lock&trade; freeing up valuable rackspace.</li> <li>All BGRs are now equipped with the revolutionary Forward rackrail giving you the ability to use Forward blank panels, vent panels, horizontal cable mgmt. and vertical cable mgmt.</li> <li>Innovative side lacing on the Forward rear rackrail provides flexibility for internal cabling and accepts the Forward vertical cable management products (coming soon).</li> <li>Breakthrough design provides high strength without extra weight</li> <li>UL 1678, Seismic and OSHPD OPM Certified</li> <li>Wide open top and bottom offer many cabling and cooling options</li> <li>Accepts extender bay to add 3" of useable depth to the front or rear of the enclosure</li> <li>Accepts brush grommet rear door kit for a large cable passage without fishing</li> <li>Pre-threaded ganging holes allow ganging while enclosure is fully loaded</li> <li>Standard front and rear adjustable 10-32 threaded rackrail with numbered spaces</li> <li>Includes standard vented rear door that accepts optional fans</li> </ul>
Racks | Middle Atlantic | BGR-41-EXT3 | 41SP 3"D F/R DOOR EXTENDER | 458 | 412.2 | [8 empty] | 656747141553 | Y | 37 |  |  | https://assetserver.net/_assets/_prop65/shortform cancerandreprod_midat.jpg | US-United States | Mounts & Racks | Racks |  |  | 0 | Adds 3" of usable depth to front or rear of rack | Includes electrical and cable pass-through knockouts | Compatible with existing doors, which can be reused | Can be stacked for additional depth |  | 77.000 x 26.000 x 4.000
Racks | Middle Atlantic | BGR-41SA-27 | 41SP/27D STAND ALONE BGR | 2207 | 1986.3 | [8 empty] | 656747139925 | Y | 178 | https://assetserver.net/_assets/middle atlantic/1000/bgr41sa27.jpg |  | https://assetserver.net/_assets/_prop65/shortform cancerandreprod_midat.jpg | US-United States | Mounts & Racks | Racks |  |  | 0 | Application/Usage: A/V Equipment | Form Factor: Floor Standing | Product Color: Black Powder Coat | Product Material: Steel | Maximum Weight Capacity: 12000 lb | 32.000 x 30.000 x 81.000 | <p>Why is BGR the #1 AV Enclosure? The BGR is designed to hold 20% more weight but be lighter than its predecessors. It offers more space efficiency for equipment mounting and cable management with Lever Lock&trade;. It has options designed for system future proofing without disturbing the existing system. BGR is designed for today and tomorrow's AV applications and with multiple form factors it supports multi-rack systems, single rack systems or a mobile systems.</p> <ul> <li>The 23" width gives you extra room in "no-man's land" for front-to-back cable management and for mounting small devices on Lever Lock&trade; freeing up valuable rackspace.</li> <li>All BGRs are now equipped with the revolutionary Forward Rackrail giving you the ability to use Forward blank panels, vent panels, horizontal cable mgmt. and vertical cable mgmt.</li> <li>Innovative side lacing on the Forward rear rackrail provides flexibility for internal cabling and accepts the Forward vertical cable management products (coming soon).</li> <li>Breakthrough design provides high strength without extra weight</li> <li>UL 1678, Seismic and OSHPD OPM Certified</li> <li>Wide open top and bottom offer many cabling and cooling options</li> <li>Accepts brush grommet rear door kit for a large cable passage without fishing</li> <li>Pre-threaded ganging holes allow ganging while enclosure is fully loaded</li> <li>Standard front and rear adjustable 10-32 threaded rackrail with numbered spaces</li> <li>Includes standard vented rear door that accepts optional fans</li> </ul>
Racks | Middle Atlantic | BGR-41SA-27LRD | 41SP/27D LRD,STAND ALONE | 2207 | 1986.3 | [8 empty] | 656747140013 | Y | 166 |  |  | https://assetserver.net/_assets/_prop65/shortform cancerandreprod_midat.jpg | US-United States | Mounts & Racks | Racks |  |  | 0 | Features: Cable Management | Features: Adjustable Mounting Rails | Form Factor: Floor Standing | Product Color: Black | Static/Stationary Weight Capacity: 12000 lb | 38.000 x 30.000 x 81.000 | The #1 AV rack because it is both Forward and Lever Lock compatible providing maximum mounting capacity on and off the rail and a suite of tool-free accessories making rack installations 5Xs faster! 41RU & 27in (686mm) Depth. The 1st Forward Compatible rack. Breakthrough design provides high rack strength without extra weight. Solid sided for system security and to control airflow. Sides have ganging holes if multiple BGR-SAs are needed. Accepts Lever Lock system tool free cable management accessories. The 23in width gives you extra room in "no-man's land" for front-to-back cable management and for mounting small devices on Lever Lock freeing up valuable rackspace. Innovative side lacing on the Forward rear rackrail provides flexibility for internal cabling and accepts the Forward vertical cable management products. Includes standard vented rack rear door that accepts optional fans. Accepts brush grommet rear door kit for a large cable passage without fishing. Wide open rack top and bottom offer many cabling and cooling options. Standard front and rear adjustable Forward Rackrail with numbered spaces.
Racks | Middle Atlantic | BGR-41SA-32 | 41SP/32D STAND ALONE BGR | 2296 | 2066.4 | [8 empty] | 656747139918 | Y | 210 |  |  | https://assetserver.net/_assets/_prop65/shortform cancerandreprod_midat.jpg | US-United States | Mounts & Racks | Racks |  |  | 0 | Features: Cable Management | Features: Adjustable Mounting Rails | Form Factor: Floor Standing | Product Color: Black | Product Material: Steel | 39.000 x 27.000 x 82.000 | BGR = Breakthrough Next-Generation Rack<br><br> This is the "Next Generation" Rack you have been wanting! BGR-SA series racks have higher weight capacities, provide more useable rackspace, and incorporate more functionality than any other rack system on the market. Features the revolutionary patent-pending LeverLock&trade; system for tool free installation of cable management accessories. New options include brush grommet rear doors and problem-solving extender bays. Choose a BGR enclosure for the highest level of space efficiency and strength available, and to enable the use of the latest options for installation flexibility. This stand-alone version includes fixed vented side panels. <p><b>Structural Features</b></p><ul><li>Breakthrough design provides more useable rack height - for example, the 45 space version is shorter than 44 space alternative models</li><li>Accepts patent-pending LeverLock&trade; system accessories for fast, flexible cable management and mounting of small devices such as interface boxes, power supplies, and relay modules</li><li>Unique new extender bay adds 3" of useable depth to the front or rear of the enclosure at any time. Extender bays allow the use of existing doors and can even be stacked for greater depth</li><li>Standard front and rear adjustable wide, heavy-gauge, 10-32 threaded rackrail with numbered rackspace increments speeds equipment mounting</li><li>Wide open bottom accepts multiple base options</li><li>Finished in a durable black textured powder coat</li></ul><p><b>Thermal Management</b></p><ul><li>Top options include solid, vented, and thermostatically controlled fan tops</li><li>Standard vented door accepts optional doors</li></ul><p><b>Cable Management</b></p><ul><li>Accepts LeverLock&trade; system tool free cable management accessories</li><li>Cable entry choices include generous laser knockouts and choice of trade openings and/or grommetted pass-throughs</li><li>The generous 21" wide top opening provides for full-width cable and conduit entry, and includes vertical cable entry tie points on both sides</li><li>Optional brush grommet rear door kit can be mounted top or bottom to provide a large cable passage with easy access to the cables without fishing</li></ul>
Racks | Middle Atlantic | BGR-41SA-32LRD | 41SP/32D LRD,STAND ALONE | 2296 | 2066.4 | [8 empty] | 656747140006 | Y | 161 |  |  | https://assetserver.net/_assets/_prop65/shortform cancerandreprod_midat.jpg | US-United States | Mounts & Racks | Racks |  |  | 0 | Features: Cable Management | Features: Adjustable Mounting Rails | Form Factor: Floor Standing | Product Color: Black | Static/Stationary Weight Capacity: 12000 lb | 39.000 x 26.000 x 81.000 | <p><a id="gfk-spex-minisite" rel="nofollow" href="javascript:void(0)" onclick="javascript:window.open('//content.etilize.com/mini-site/en_us/1021483095.html','_blank','height=800,width=780,resizable=yes,scrollbars=yes,toolbar=no,menubar=no,location=no,directories=no,status=no');return false;">Marketing Information from the Manufacturer</a></p>
Racks | Middle Atlantic | BGR-4527 | 45SP/27D MULTIBAY BGR RACK | 1939 | 1745.1 | [8 empty] | 656747140099 | N | 152 | https://assetserver.net/_assets/middle atlantic/1000/bgr4527.jpg |  | https://assetserver.net/_assets/_prop65/shortform cancerandreprod_midat.jpg | US-United States | Mounts & Racks | Racks |  |  | 0 | Features: Cable Management | Features: Adjustable Mounting Rails | Form Factor: Floor Standing | Product Color: Black | Product Material: Steel | 29.300 x 24.900 x 83.700 | BGR = Breakthrough Next-Generation Rack<br /><br />This is the -inchNext Generation-inch Rack you have been wanting! BGR series racks have higher weight capacities, provide more useable rackspace, and incorporate more functionality than any other rack system on the market. Features the revolutionary patent-pending LeverLock&trade; system for tool free installation of cable management accessories. New options include brush grommet rear doors and problem-solving extender bays. Choose a BGR enclosure for the highest level of space efficiency and strength available, and to enable the use of the latest options for installation flexibility. Structural Features</b>. <ul> <li>Breakthrough design provides more useable rack height - for example, the 45 space version overall height is shorter than 44 space alternative models</li> <li>Accepts patent-pending LeverLock&trade; system accessories for fast, flexible cable management and mounting of small devices such as interface boxes, power supplies
Racks | Middle Atlantic | BGR-4527-AV | Pre-Configured BGR For AV Systems BGR-4527-AV | 4562 | 4105.8 | [8 empty] | 656747390708 | N | 470 |  |  | https://assetserver.net/_assets/_prop65/prop65 label.jpg |  | Mounts & Racks | Racks |  |  | 0 | All BGRs are now equipped with the revolutionary Forward rackrail giving you the ability to use Forward blank panels, vent panels horizontal cable management and vertical cable management | All BGRs are now equipped with the revolutionary Forward rackrail giving you the ability to use Forward blank panels, vent panels horizontal cable management and vertical cable management | Provides more rackspace in a smaller overall height than similar racks | Provides more rackspace in a smaller overall height than similar racks | Accepts patented Lever Lock&trade; tool free and hardware free internal device and cable management system accessories | 32.000 x 27.500 x 88.750 | <p>A pre-configured BGR built for today's AV systems. The accessories and options included with the Pre-Configured BGR for AV are exactly what you need to deliver an optimized AV system. It includes some of our most popular Forward accessories as well as thermal management and cable management.</p> <p><b>The AV Pre-Configured BGR Includes: </b></p> <p><b>Included Forward Panels</b></p> <ul> <li>(4) Forward 1RU flanged blank panels (FWD-EB1)</li> <li>(2) Forward 2RU flanged blank panels (FWD-EB2)</li> </ul> <p><b>Included Horizontal Cable Management:</b></p> <ul> <li>(1) 4pk of Forward straight horizontal lacer bar (FWD-LB-1A-4PK)</li> <li>(1) 4pk of Forward 2" offset horizontal lacer bar (FWD-LB-2A-4PK)</li> </ul> <p><b>Included Vertical Cable Management:</b></p> <ul> <li>(1) Forward Vertical Wire Grid Lace for vertical and horizontal cable routing on a single lace bar (FWD-LACE-WB3-44-45)</li> <li>(1) Forward Vertical Cable Management Lace (FWD-LACE-UMV-44-45) with the patented universal hole pattern. Compliment with FWD-C-RING, FWD-D-RING and FWD-TSW-15</li> <li>(2) Lever Lock&trade; vertical channel (LL-VC21)</li> </ul> <p><b>Included Cable Management Accessories:</b></p> <ul> <li>(1) 15pk of Forward tie saddles for optimal cable management in any direction using absolutely no hardware. Accepts both cable zip ties and hook &amp; loop. (FWD-TSW-15)</li> <li>(2) Velcro&reg; straps for tie saddles (TW12)</li> </ul> <p><b>Included Small Device Mounting:</b></p> <ul> <li>(2) 4pk of Forward small device clamps for quick mounting of small, non-rackmount devices without any hardware (FWD-SIDECLMP-4)</li> <li>(1) Lever Lock&trade; plate for small device mounting (LL-VP2110)</li> </ul> <p><b>Included Thermal Management:</b></p> <ul> <li>(1) DC fan top with 4 fans moving 276CFM. Includes controller (BGR-276FT-FC)</li> </ul> <p><b>Included Rack Options:</b></p> <ul> <li>(1) Solid front door (BFD-45)</li> <li>(1) Pair of side panels (BSPN-45-27)</li> <li>(1) set of leveling feet (LF-HD)</li> </ul> <p><b>Included Hardware:</b></p> <ul> <li>(100) 10-32 threaded rackscrews (HP)</li> </ul>
Racks | Middle Atlantic | BGR-4527LRD | 45SP/27D MULTIBAY BGR RACK,LRD | 1939 | 1745.1 | [8 empty] | 656747140204 | N | 132 |  |  | https://assetserver.net/_assets/_prop65/shortform cancerandreprod_midat.jpg | US | Mounts & Racks | Racks |  |  | 0 | Features: Cable Management | Features: Adjustable Mounting Rails | Form Factor: Floor Standing | Product Color: Black | Product Material: Steel | 32.000 x 30.000 x 88.000 | The #1 AV rack because it is both Forward and Lever Lock compatible providing maximum mounting capacity on and off the rail and a suite of tool-free accessories making rack installations 5Xs faster! The BGR-4527LRD rack is a top-of-the-line rack that offers numerous features to make it the perfect choice for those looking for a high-quality, versatile, and easy-to-use rack. It is the 1st Forward Compatible rack that comes with a breakthrough design providing high rack strength without extra weight and accepts Lever Lock system tool-free cable management accessories. The 23in width provides extra room in "no-man's land" for front-to-back cable management and for mounting small devices on Lever Lock, freeing up valuable rack space. The innovative side lacing on the Forward rear rack rail provides flexibility for internal cabling and accepts the Forward vertical cable management products. The rack also includes a standard vented rack rear door that accepts optional fans and accepts a brush grommet rear door kit for a large cable passage without fishing. The wide-open rack top and bottom offer many cabling and cooling options, while the standard front and rear adjustable Forward rack rail with numbered spaces provides maximum convenience and versatility.
Racks | Middle Atlantic | BGR-4532 | 45SP/32D MULTIBAY BGR RACK | 2203 | 1982.7 | [8 empty] | 656747140082 | N | 164 | https://assetserver.net/_assets/middle atlantic/1000/bgr4532.jpg |  | https://assetserver.net/_assets/_prop65/shortform cancerandreprod_midat.jpg | US-United States | Mounts & Racks | Racks |  |  | 0 | Features: Cable Management | Features: Adjustable Mounting Rails | Form Factor: Floor Standing | Product Color: Black | Product Material: Steel | 33.000 x 23.000 x 81.000 | BGR = Breakthrough Next-Generation Rack<br /><br />This is the -inchNext Generation-inch Rack you have been wanting ! BGR-SA series racks have higher weight capacities, provide more useable rackspace, and incorporate more functionality than any other rack system on the market. Features the revolutionary patent-pending LeverLock&trade; system for tool free installation of cable management accessories. New options include brush grommet rear doors and problem-solving extender bays. Choose a BGR enclosure for the highest level of space efficiency and strength available, and to enable the use of the latest options for installation flexibility. This stand-alone version includes fixed vented side panels. Structural Features</b>. <ul> <li>Breakthrough design provides more useable rack height - for example, the 45 space version is shorter than 44 space alternative models</li> <li>Accepts patent-pending LeverLock&trade; system accessories for fast, flexible cable management and mounting of smal
Racks | Middle Atlantic | BGR-4532-FWD | 45 SPACE 32" DEEP CONFIG RACK A/V | 9389 | 8450.1 | [8 empty] | 656747384424 | N | 426 |  | https://assetserver.net/_assets/middle atlantic/pdf/bgr4532fwd-spec.pdf | https://assetserver.net/_assets/_prop65/prop65 label.jpg | US-United States | Mounts & Racks | Racks |  |  | 0 | Application/Usage: A/V Equipment | Form Factor: Floor Standing | Product Color: Black Powder Coat | Product Material: Steel | Maximum Weight Capacity: 1038 lb |  | An AV foundation built for tomorrow’s speed. The Forward accessories and options included with the Forward Pre-Configured BGR were hand selected by our product experts with crucial input from customers. The result, a single part number aimed at helping you get the job done in a fraction of the time with everything needed for an optimized foundation to deliver the ultimate AV experience.
Racks | Middle Atlantic | BGR-4532LRD | 45SP/32D MULTIBAY BGR RACK,LRD | 2203 | 1982.7 | [8 empty] | 656747140198 | N | 146 |  |  | https://assetserver.net/_assets/_prop65/shortform cancerandreprod_midat.jpg | US | Mounts & Racks | Racks |  |  | 0 | [5 empty] | 38.000 x 30.000 x 88.000 | BGR = Breakthrough Next-Generation Rack<br /><br />This is the -inchNext Generation-inch Rack you have been wanting ! BGR-SA series racks have higher weight capacities, provide more useable rackspace, and incorporate more functionality than any other rack system on the market. Features the revolutionary patent-pending LeverLock&trade; system for tool free installation of cable management accessories. New options include brush grommet rear doors and problem-solving extender bays. Choose a BGR enclosure for the highest level of space efficiency and strength available, and to enable the use of the latest options for installation flexibility. This stand-alone version includes fixed vented side panels. Structural Features</b>. <ul> <li>Breakthrough design provides more useable rack height - for example, the 45 space version is shorter than 44 space alternative models</li> <li>Accepts patent-pending LeverLock&trade; system accessories for fast, flexible cable management and mounting of smal
Racks | Middle Atlantic | BGR-4538 | 45SP/38D MULTIBAY BGR RACK | 2495 | 2245.5 | [8 empty] | 656747140075 | N | 182 | https://assetserver.net/_assets/middle atlantic/1000/bgr4538.jpg |  | https://assetserver.net/_assets/_prop65/shortform cancerandreprod_midat.jpg | US | Mounts & Racks | Racks |  |  | 0 | Features: Cable Management | Features: Adjustable Mounting Rails | Form Factor: Floor Standing | Product Color: Black | Product Material: Steel | 38.000 x 24.000 x 84.000 | BGR = Breakthrough Next-Generation Rack<br /><br />This is the -inchNext Generation-inch Rack you have been wanting! BGR series racks have higher weight capacities, provide more useable rackspace, and incorporate more functionality than any other rack system on the market. Features the revolutionary patent-pending LeverLock&trade; system for tool free installation of cable management accessories. New options include brush grommet rear doors and problem-solving extender bays. Choose a BGR enclosure for the highest level of space efficiency and strength available, and to enable the use of the latest options for installation flexibility. Structural Features</b>. <ul> <li>Breakthrough design provides more useable rack height - for example, the 45 space version overall height is shorter than 44 space alternative models</li> <li>Accepts patent-pending LeverLock&trade; system accessories for fast, flexible cable management and mounting of small devices such as interface boxes, power supplies
Racks | Middle Atlantic | BGR-4538LRD | 45SP/38D MULTIBAY BGR RACK,LRD | 2347 | 2112.3 | [8 empty] | 656747140181 | Y | 165 |  |  | https://assetserver.net/_assets/_prop65/shortform cancerandreprod_midat.jpg | US-United States | Mounts & Racks | Racks |  |  | 0 | Features: Adjustable Mounting Rails | Features: Cable Management | Features: Fan Cutout | Form Factor: Floor Standing | Product Color: Black | 46.000 x 30.000 x 88.000 | BGR = Breakthrough Next-Generation Rack<br><br> This is the "Next Generation" Rack you have been wanting! BGR series racks have higher weight capacities, provide more useable rackspace, and incorporate more functionality than any other rack system on the market. Features the revolutionary patent-pending LeverLock&trade; system for tool free installation of cable management accessories. New options include brush grommet rear doors and problem-solving extender bays. Choose a BGR enclosure for the highest level of space efficiency and strength available, and to enable the use of the latest options for installation flexibility. <p><b>Structural Features</b></p><ul><li>Breakthrough design provides more useable rack height - for example, the 45 space version overall height is shorter than 44 space alternative models</li><li>Accepts patent-pending LeverLock&trade; system accessories for fast, flexible cable management and mounting of small devices such as interface boxes, power supplies, and relay modules</li><li>Unique new extender bay adds 3" of useable depth to the front or rear of the enclosure at any time. Extender bays allow the use of existing doors and can even be stacked for greater depths</li><li>Pre-threaded ganging holes allow ganging while fully loaded</li><li>Wide open bottom accepts multiple base options</li><li>Standard front and rear adjustable wide, heavy-gauge, 10-32 threaded rackrail with numbered rackspace increments speeds equipment mounting</li><li>Labels included to indicate rail position front to back</li><li>Finished in a durable black textured powder coat</li></ul><p><b>Thermal Management</b></p><ul><li>Top options include solid, vented, and thermostatically controlled DC fan tops for efficiency</li><li>Standard vented door accepts optional doors</li></ul><p><b>Cable Management</b></p><ul><li>Accepts LeverLock&trade; system tool free cable management accessories</li><li>Cable entry choices include generous laser knockouts and choice of trade size openings and/or grommetted pass-throughs</li><li>The generous 21" wide top opening provides for full-width cable and conduit entry, and includes vertical cable entry tie points on both sides</li><li>Optional brush grommet rear door kit can be mounted top or bottom to provide a large cable passage with easy access to the cables without fishing</li></ul>
Racks | Middle Atlantic | BGR-45-EXT3 | 45SP 3"D F/R DOOR EXTENDER | 481 | 432.9 | [8 empty] | 656747141546 | N | 41 |  |  | https://assetserver.net/_assets/_prop65/shortform cancerandreprod_midat.jpg | US | Mounts & Racks | Racks |  |  | 0 | Adds 3" of usable depth to front or rear of rack | Includes electrical and cable pass-through knockouts | Compatible with existing doors, which can be reused | Can be stacked for additional depth |  | 85.000 x 24.000 x 4.000
Racks | Middle Atlantic | BGR-45SA-27LRD | 45SP/27D LRD,STAND ALONE | 2321 | 2088.9 | [8 empty] | 656747139994 | N | 171 |  |  | https://assetserver.net/_assets/_prop65/shortform cancerandreprod_midat.jpg | US-United States | Mounts & Racks | Racks |  |  | 0 | Features: Cable Management | Features: Adjustable Mounting Rails | Features: Vented | Form Factor: Floor Standing | Product Color: Black Powder Coat | 25.000 x 29.000 x 83.000 | This is the "Next Generation" Rack you have been wanting! Choose a BGR enclosure for the most space efficiency and strength available, plus the latest options for installation flexibility. This stand-alone version includes fixed vented side panels.<br><br><p>BGR series rack enclosures have higher weight capacities, provide more usable rackspace, and incorporate more functionality than any other rack system on the market Our revolutionary patent-pending Lever Lock&trade; system gives you tool free installation of cable management accessories. New options include brush grommet rear doors and problem-solving extender bays.</p>
Racks | Middle Atlantic | BGR-45SA-32 | 45SP/32D STAND ALONE BGR | 2477 | 2229.3 | 3 | 1 |  |  | 2 |  |  |  | 656747139895 | N | 212 | https://assetserver.net/_assets/middle atlantic/1000/bgr45sa32.jpg |  | https://assetserver.net/_assets/_prop65/shortform cancerandreprod_midat.jpg | US | Mounts & Racks | Racks |  |  | 0 | Features: Adjustable Mounting Rails | Features: Cable Management | Features: Cooling Fan | Features: Vented | Form Factor: External | 38.000 x 30.000 x 81.000 | BGR-45SA-32</b><br />This is the -inchNext Generation-inch Rack you have been wanting! Choose a BGR enclosure for the most space efficiency and strength available, plus the latest options for installation flexibility. This stand-alone version includes fixed vented side panels.<br /> <br />BGR series rack enclosures have higher weight capacities, provide more usable rackspace, and incorporate more functionality than any other rack system on the market Our revolutionary patent-pending Lever Lock&trade; system gives you tool free installation of cable management accessories. New options include brush grommet rear doors and problem-solving extender bays.
Racks | Middle Atlantic | BGR-45SA-32LRD | 45SP/32D LRD,STAND ALONE | 2477 | 2229.3 | [8 empty] | 656747139987 | N | 196 |  |  | https://assetserver.net/_assets/_prop65/shortform cancerandreprod_midat.jpg | US | Mounts & Racks | Racks |  |  | 0 | [5 empty] | 38.000 x 30.000 x 88.000
Racks | Middle Atlantic | BGR-552FT | 4-1/2"DC FAN TOP,8 FANS,552CFM,FITS BGR,BK | 729 | 656.1 | [8 empty] | 656747147791 | Y | 10.5 |  |  | https://assetserver.net/_assets/_prop65/shortform cancerandreprod_midat.jpg | US | Mounts & Racks | Racks |  |  | 0 | Top with 8 mounted fans moves 552 CFM at 38 dBA |  |  |  |  | 24.300 x 17.800 x 4.800
Racks | Middle Atlantic | BGR-552FT-FC | 4-1/2"DC FAN TOP,INCL 8FANS,FAN CNTRL,FITS BGR | 952 | 856.8 | 2 |  |  |  |  | 1 |  | 1 | 656747147814 | Y | 9.6 |  |  | https://assetserver.net/_assets/_prop65/shortform cancerandreprod_midat.jpg | US-United States | Mounts & Racks | Racks |  |  | 0 | Number of Fans: 8 | Maximum Airflow: 4129.2 gal/min | Product Material: Steel | Fan Height: 15.72" | Fan Width: 22.38" | 25.000 x 18.000 x 5.000 | The BGR-552FT-FC is a top-of-the-line fan top unit designed to provide excellent thermal management capabilities for your rack. It comes with a top that has four pre-mounted high-performance fans that provide airflow of up to 552 CFM at a noise level of just 38 dBA. This ensures that your rack stays cool and your equipment stays protected even during periods of high usage. Additionally, the BGR-552FT-FC comes with a controller that allows you to set control points and alarms for added flexibility and convenience. With this controller, you can set the turn-on temperature for fan-controlled models at 75F (24C), 80F (27C), 85F (29C), or 90F (32C), and set the alarm at 95F (35C) or 100F (38F). This allows you to customize the fan settings to best suit your needs and ensure optimal performance. Overall, the BGR-552FT-FC is an excellent choice for those looking for a high-quality fan top unit that provides outstanding thermal management capabilities and customizable control options.
Racks | Middle Atlantic | BGR-CC-27LT | 27DP,SOLID CC TOP,LKOs | 75 | 67.5 | [8 empty] | 656747141430 | Y | 4 |  |  | https://assetserver.net/_assets/_prop65/shortform cancerandreprod_midat.jpg | US-United States | Mounts & Racks | Racks |  |  | 0 | Cable chase top only, with 4.4" width | Sturdy steel construction |  |  |  | 27.000 x 7.250 x 3.750 | <p>4.4" cable chase, top only, makes room for cables between racks</p>
Racks | Middle Atlantic | BGR-CC-32LT | 32DP,SOLID CC TOP,LKOs | 81 | 72.9 | [8 empty] | 656747141423 | Y | 4.5 |  |  | https://assetserver.net/_assets/_prop65/shortform cancerandreprod_midat.jpg | US | Mounts & Racks | Racks |  |  | 0 | Cable Manager Type: Cable Chase | Product Material: Steel | Rack Depth: 32" | Height: 1.90" | Width: 4.40" | 31.500 x 7.250 x 3.750 | <p>4.4" cable chase, top only, makes room for cables between racks</p> <ul> <li>Cable chase top only, with 4.4" width</li> <li>Sturdy steel construction</li> </ul>
Racks | Middle Atlantic | BGR-CC-38FB | 38SP CABLE CHASE, FR/BK | 243 | 218.7 | [8 empty] | 656747138331 | Y | 16.5 |  |  | https://assetserver.net/_assets/_prop65/shortform cancerandreprod_midat.jpg | US-United States | Mounts & Racks | Racks |  |  | 0 | Cable Manager Type: Cable Manager | Rack Height: 38U | Width: 4.40" | Compatibility: Middle Atlantic BGR Series Enclosures |  | 73.250 x 8.750 x 5.500
Racks | Middle Atlantic | BGR-CC-38LT | 38DP,SOLID CC TOP,LKOs | 84 | 75.6 | [8 empty] | 656747141416 | Y | 5.5 |  |  | https://assetserver.net/_assets/_prop65/shortform cancerandreprod_midat.jpg | US-United States | Mounts & Racks | Racks |  |  | 0 | Cable Manager Type: Cable Cover | Product Color: Black Powder Coat | Product Material: Steel | Height: 1.90" | Width: 4.40" | 37.500 x 7.250 x 3.750
Racks | Middle Atlantic | BGR-CC-41FB | 41SP CABLE CHASE, FR/BK | 275 | 247.5 | [8 empty] | 656747138324 | Y | 15 |  |  | https://assetserver.net/_assets/_prop65/shortform cancerandreprod_midat.jpg | US-United States | Mounts & Racks | Racks |  |  | 0 | Cable Manager Type: Cable Chase | Product Material: Steel | Rack Height: 41U | Height: 75.70" | Width: 4.40" | 41.250 x 12.500 x 5.250 | <p>4.4" cable chase, front and back, for routing cables between racks</p> <ul> <li>Cable chase front and back only, with 4.4" width</li> <li>Sturdy steel construction</li> </ul>
Racks | Middle Atlantic | BGR-CC-45FB | 45SP CABLE CHASE, FR/BK | 302 | 271.8 | [8 empty] | 656747138317 | Y | 16.5 |  |  | https://assetserver.net/_assets/_prop65/shortform cancerandreprod_midat.jpg | PA | Mounts & Racks | Racks |  |  | 0 | Cable Manager Type: Cable Chase | Product Material: Steel | Rack Height: 45U | Height: 82.70" | Width: 4.40" | 44.750 x 12.500 x 5.250 | <p>4.4" cable chase, front and back, for routing cables between racks</p> <ul> <li>Cable chase front and back only, with 4.4" width</li> <li>Sturdy steel construction</li> </ul>
Racks | Middle Atlantic | BGR-DT9 | BGR SERIES DUCT COOL ADAPTER TOP 9SP PNL,BLK | 102 | 91.8 | [8 empty] | 656747214325 | Y | 5 |  |  | https://assetserver.net/_assets/_prop65/shortform cancerandreprod_midat.jpg | US-United States | Mounts & Racks | Racks |  |  | 0 | Application/Usage: Adapter Panel | Form Factor: Rack-mountable | Product Color: Black | Product Material: Steel | Height: 0.5" | 23.000 x 16.500 x 1.000
Racks | Middle Atlantic | BGR-ISO | BGR ISOLATION KIT | 93 | 83.7 | [8 empty] | 656747142796 | Y | 1 |  | https://assetserver.net/_assets/middle atlantic/pdf/bgriso-spec.pdf | https://assetserver.net/_assets/_prop65/shortform cancerandreprod_midat.jpg | US | Mounts & Racks | Racks |  |  | 0 | Electrically isolates the rack from the floor | Includes insulating pads and shoulder washers |  |  |  | 8.900 x 3.800 x 2.500
Racks | Middle Atlantic | BGR-ISO-Z4 | BGR SEISMIC ISO KIT | 160 | 144 | [8 empty] | 656747142802 | Y | 2.8 |  |  | https://assetserver.net/_assets/_prop65/shortform cancerandreprod_midat.jpg | US-United States | Mounts & Racks | Racks |  |  | 0 | Combines the advantages of seismic mounting and electrical isolation | Electrically isolates the rack from the floor | Includes insulating pads and shoulder washers | Anchoring bracket set supports a seismic-certified installation | One set required per rack | 8.900 x 3.800 x 2.500 | <p>Electrically isolates the rack from the floor, with seismic mounting</p>
Racks | Middle Atlantic | BGR-LVT9 | 9SP[15.75"]LARGE VENTED TOP PANEL FOR BGR | 97 | 87.3 | [8 empty] | 656747147760 | Y | 2.9 |  |  | https://assetserver.net/_assets/_prop65/shortform cancerandreprod_midat.jpg | US-United States | Mounts & Racks | Racks |  |  | 0 | Compatible Rack Height: 9U | Height: 15.8" | Weight (Approximate): 2.91 lb | Limited Warranty: Lifetime |  | 23.000 x 17.000 x 1.000 | 21” vented top panel for passive cooling, fits BGR Series top opening
Racks | Middle Atlantic | BGR-RDC19 | 19SP BGR REAR CABLE DOOR | 314 | 282.6 | [8 empty] | 656747147562 | Y | 14 |  |  | https://assetserver.net/_assets/_prop65/shortform cancerandreprod_midat.jpg | US | Mounts & Racks | Racks |  |  | 0 | Features: Cable Management | Features: Vented | Features: Cooling Fan | Form Factor: Rack-mountable | Product Material: Steel | 33.000 x 22.000 x 5.000 | The Middle Atlantic BGR Series Rear Door is made from quality components that ensure sturdiness and durability and provides large cable passage for easy access without fishing.
Racks | Middle Atlantic | BGR-RDC38 | 38SP BGR REAR CABLE DOOR | 387 | 348.3 | [8 empty] | 656747147548 | N | 23 |  |  | https://assetserver.net/_assets/_prop65/shortform cancerandreprod_midat.jpg | US | Mounts & Racks | Racks |  |  | 0 | Provides a large cable passage for easy access without fishing | Brush grommet can be installed at top or bottom of rear door | Vented door accepts optional cooling fans | Steel construction with matching finish |  | 67.000 x 21.000 x 3.500 | Provides a large cable passage for easy access without fishing. Provides a large cable passage for easy access without fishing. Brush grommet can be installed at the top or bottom of the rear door. The vented door accepts optional cooling fans. Steel construction with matching finish.
Racks | Middle Atlantic | BGR-RDC41 | 41SP BGR REAR CABLE DOOR | 403 | 362.7 | [8 empty] | 656747147531 | Y | 25 |  |  | https://assetserver.net/_assets/_prop65/shortform cancerandreprod_midat.jpg | US | Mounts & Racks | Racks |  |  | 0 | Product Color: Black | Product Material: Steel | Compatible Rack Height: 41U | Height: 72.6" | Width: 20.3" | 72.000 x 21.000 x 3.500 | The BGR-RDC41 is an exceptional solution for audio and video installations where easy access to cables is essential. This unit provides a large cable passage that eliminates the need for fishing, making it easy to manage cables and ensuring quick and efficient maintenance. The brush grommet can be installed at the top or bottom of the rear door, providing flexibility in cable routing and management. The vented door accepts optional cooling fans, ensuring that the equipment stays cool and preventing overheating. The unit is constructed with high-quality steel that is durable and long-lasting. The matching finish ensures that the unit complements the aesthetics of the installation and blends in seamlessly with the surrounding equipment.
Racks | Middle Atlantic | BGR-RDC45 | 45SP BGR REAR CABLE DOOR | 414 | 372.6 | [8 empty] | 656747147524 | Y | 32 |  |  | https://assetserver.net/_assets/_prop65/shortform cancerandreprod_midat.jpg | US-United States | Mounts & Racks | Racks |  |  | 0 | Product Color: Black | Product Material: Steel | Compatible Rack Height: 45U | Height: 79.6" | Width: 20.3" | 3.250 x 21.000 x 79.000 | The BGR-RDC45 is an exceptional solution for audio and video installations where easy access to cables is essential. This unit provides a large cable passage that eliminates the need for fishing, making it easy to manage cables and ensuring quick and efficient maintenance. The brush grommet can be installed at the top or bottom of the rear door, providing flexibility in cable routing and management. The vented door accepts optional cooling fans, ensuring that the equipment stays cool and preventing overheating. The unit is constructed with high-quality steel that is durable and long-lasting. The matching finish ensures that the unit complements the aesthetics of the installation and blends in seamlessly with the surrounding equipment.
Racks | Middle Atlantic | BGR-RR19 | 19SP,BGR,ADDL RAIL,PAIR | 169 | 152.1 | [8 empty] | 656747147685 | Y | 8.3 |  |  | https://assetserver.net/_assets/_prop65/shortform cancerandreprod_midat.jpg | US-United States | Mounts & Racks | Racks |  |  | 0 | Additional rackrail provides support for equipment, accessories | Location is fully adjustable on rackrail brackets | Rail is heavy-gauge, 10-32 threaded, e-coated steel | Rail is shipped in pairs |  | 34.800 x 5.000 x 3.500 | <p>For accessory and rear equipment support</p>
Racks | Middle Atlantic | BGR-RR25 | 25SP,BGR,ADDL RAIL,PAIR | 183 | 164.7 | [8 empty] | 656747147678 | Y | 8.5 |  | https://assetserver.net/_assets/middle atlantic/pdf/bgrrr25-spec.pdf | https://assetserver.net/_assets/_prop65/shortform cancerandreprod_midat.jpg | US | Mounts & Racks | Racks |  |  | 0 | Additional rackrail provides support for equipment, accessories | Location is fully adjustable on rackrail brackets | Rail is heavy-gauge, 10-32 threaded, e-coated steel | Rail is shipped in pairs |  | 10.300 x 45.300 x 5.000 | <p>For accessory and rear equipment support</p>
Racks | Middle Atlantic | BGR-RR38 | 38SP,BGR,ADDL RAIL,PAIR | 217 | 195.3 | [8 empty] | 656747147661 | Y | 14.8 |  |  | https://assetserver.net/_assets/_prop65/shortform cancerandreprod_midat.jpg | US-United States | Mounts & Racks | Racks |  |  | 0 | Device Supported: Enclosure | Compatibility: <b>Middle Atlantic BGR Series Rack Enclosures:</b><br><ul><li>BGR-3827</li><li>BGR-3832</li></ul> | Limited Warranty: Lifetime |  |  | 4.000 x 68.500 x 2.000 | The BGR-RR38 is an innovative and efficient rackrail designed to simplify the installation of blank panels, vent panels, and cable management. This unit features a patented Universal Hole Pattern on the side of the rail, ensuring easy internal cable management. The Forward rackrail unleashes your inner speed demon by including a square hole that unlocks the ability for all of our Forward panels, vents, and cable management to be clicked in without using ANY rack screws. This feature eliminates the need for rack screws, saving time and effort during installation. Moreover, the inside of the rail provides cable management lacing, enabling easy running of all interconnections in the rack without having to improvise tie off points. The BGR-RR38 is compatible with tool-free Forward cable management accessories, making cable routing even faster and more convenient. With all these features combined, the BGR-RR38 is an excellent choice for anyone looking to simplify their rack installation process. Stop fussing around with rack screws and upgrade to the BGR-RR38 for a faster, more efficient, and more convenient installation experience.
Racks | Middle Atlantic | BGR-RR45 | 45SP,BGR,ADDL RAIL,PAIR | 244 | 219.6 | [8 empty] | 656747147647 | Y | 17 |  |  | https://assetserver.net/_assets/_prop65/shortform cancerandreprod_midat.jpg | US-United States | Mounts & Racks | Racks |  |  | 0 | Device Supported: Enclosure | Compatibility: <b>Middle Atlantic BGR Series Rack Enclosures:</b><br><ul><li>BGR-4527</li><li>BGR-4532</li><li>BGR-4538</li></ul> | Limited Warranty: Lifetime |  |  | 79.500 x 3.500 x 2.000 | The BGR-RR45 is an innovative and efficient rackrail designed to simplify the installation of blank panels, vent panels, and cable management. This unit features a patented Universal Hole Pattern on the side of the rail, ensuring easy internal cable management. The Forward rackrail unleashes your inner speed demon by including a square hole that unlocks the ability for all of our Forward panels, vents, and cable management to be clicked in without using ANY rack screws. This feature eliminates the need for rack screws, saving time and effort during installation. Moreover, the inside of the rail provides cable management lacing, enabling easy running of all interconnections in the rack without having to improvise tie off points. The BGR-RR45 is compatible with tool-free Forward cable management accessories, making cable routing even faster and more convenient. With all these features combined, the BGR-RR38 is an excellent choice for anyone looking to simplify their rack installation process. Stop fussing around with rack screws and upgrade to the BGR-RR45 for a faster, more efficient, and more convenient installation experience.
Racks | Middle Atlantic | BGR-STP3 | 3SP[5.25"]SOLID TOP PANEL FOR BGR,ALUMINUM | 38 | 34.2 | [8 empty] | 656747147746 | Y | 0.9 |  |  | https://assetserver.net/_assets/_prop65/shortform cancerandreprod_midat.jpg | US-United States | Mounts & Racks | Racks |  |  | 0 | Product Material: Aluminum | Compatible Rack Height: 3U | Height: 5.2" | Width: 21" | Compatibility: Middle Atlantic BGR Series Racks | 22.500 x 5.300 x 0.500
Racks | Middle Atlantic | BGR-STP4 | 4 SPACE (7") SOLID TOP PANEL FOR BGR,ALUMINUM | 41 | 36.9 | [8 empty] | 656747148613 | Y | 1.2 |  |  | https://assetserver.net/_assets/_prop65/shortform cancerandreprod_midat.jpg | US-United States | Mounts & Racks | Racks |  |  | 0 | Product Material: Aluminum | Compatible Rack Height: 4U | Height: 7" | Width: 21" | Compatibility: Middle Atlantic BGR Series Racks | 22.500 x 7.000 x 0.500
Racks | Middle Atlantic | BGR-STP9 | 9SP[15.75"]SOLID TOP PANEL FOR BGR,STEEL | 82 | 73.8 | [8 empty] | 656747147753 | Y | 5 |  |  | https://assetserver.net/_assets/_prop65/shortform cancerandreprod_midat.jpg | US-United States | Mounts & Racks | Racks |  |  | 0 | Product Material: Steel | Compatible Rack Height: 9U | Height: 15.7" | Width: 21" | Compatibility: Middle Atlantic BGR Series Racks | 22.800 x 16.000 x 1.000
Racks | Middle Atlantic | BGR-T1-27AG | 1BAY/27DP TOP AGED CHERRY | 559 | 503.1 | [8 empty] | 656747138546 | Y | 1 |  |  | https://assetserver.net/_assets/_prop65/shortform cancerandreprod_midat.jpg | US-United States | Mounts & Racks | Racks |  |  | 0 | Device Supported: Rack | Product Color: Cherry | Compatibility: 27" BGR Series Racks
Racks | Middle Atlantic | BGR-T1-27DC | 1BAY/27DP TOP DARK CHERRY | 559 | 503.1 | [8 empty] | 656747138706 | Y | 1 |  |  | https://assetserver.net/_assets/_prop65/shortform cancerandreprod_midat.jpg | US-United States | Mounts & Racks | Racks |  |  | 0 | Product Color: Dark Cherry | Depth: 27" | Compatibility: <p>BGR Presentation System</p> | Environmentally Friendly: Yes | Environmental Certification: GREENGUARD
Racks | Middle Atlantic | BGR-T1-27DS | 1BAY/27DP TOP DARKSTONE | 559 | 503.1 | [8 empty] | 656747138881 | Y | 15 |  |  | https://assetserver.net/_assets/_prop65/shortform cancerandreprod_midat.jpg | US-United States | Mounts & Racks | Racks |  |  | 0 | Device Supported: Rack | Depth: 27" | Compatibility: BRG Rack Compatible |  |  | 32.000 x 32.000 x 6.000
Racks | Middle Atlantic | BGR-T1-27EA | 1BAY/27DP TOP EBONY ASH | 559 | 503.1 | [8 empty] | 656747139062 | Y | 1 |  |  | https://assetserver.net/_assets/_prop65/shortform cancerandreprod_midat.jpg | US-United States | Mounts & Racks | Racks |  |  | 0 | Product Color: Ebony Ash | Depth: 27" | Compatibility: <p>BGR Presentation System</p> | Environmentally Friendly: Yes | Environmental Certification: GREENGUARD
Racks | Middle Atlantic | BGR-T1-27MP | 1BAY/27DP TOP MAPLE | 559 | 503.1 | [8 empty] | 656747139420 | Y | 1 |  |  | https://assetserver.net/_assets/_prop65/shortform cancerandreprod_midat.jpg | US-United States | Mounts & Racks | Racks |  |  | 0 | Product Color: Maple | Depth: 27" | Compatibility: <p>BGR Presentation System</p> | Environmentally Friendly: Yes | Environmental Certification: GREENGUARD
Racks | Middle Atlantic | BGR-T1-27SG | 1BAY/27DP TOP SHARK GRAY | 559 | 503.1 | [8 empty] | 656747139529 | Y | 1 |  |  | https://assetserver.net/_assets/_prop65/shortform cancerandreprod_midat.jpg | US-United States | Mounts & Racks | Racks |  |  | 0 | Product Color: Shark Gray | Depth: 27" | Compatibility: <p>BGR Presentation System</p> | Environmentally Friendly: Yes | Environmental Certification: GREENGUARD
Racks | Middle Atlantic | BGR-TEMP-32 | 32" DEEP BGR TEMPLATE | 84 | 75.6 | [8 empty] | 656747140341 | Y | 2.8 |  |  | https://assetserver.net/_assets/_prop65/shortform cancerandreprod_midat.jpg | US-United States | Mounts & Racks | Racks |  |  | 0 | Features: Lockable | Product Color: Black | Product Material: Steel | Depth: 32" | Environmentally Friendly: Yes | 32.300 x 23.300 x 0.800
Racks | Middle Atlantic | BGR-TRIM19 | 19SP BGR TRIM | 102 | 91.8 | [8 empty] | 656747147616 | Y | 1.5 |  |  | https://assetserver.net/_assets/_prop65/shortform cancerandreprod_midat.jpg | US-United States | Mounts & Racks | Racks |  |  | 0 | Front trim kit dresses up racks without front doors |  |  |  |  | 50.000 x 3.100 x 1.500 | <p>Front trim kit for racks without doors; silver with choice of inlays</p>
Racks | Middle Atlantic | BGR-TRIM19B | 19SP BGR TRIM,BLACK | 101 | 90.9 | [8 empty] | 656747148606 | Y | 1.5 |  |  | https://assetserver.net/_assets/_prop65/shortform cancerandreprod_midat.jpg | US-United States | Mounts & Racks | Racks |  |  | 0 | Front trim kit dresses up racks without front doors | Black color, with 5 changeable inlay colors |  |  |  | 50.000 x 3.100 x 1.500 | <p>Front trim kit for racks without doors; black with choice of inlays</p>
Racks | Middle Atlantic | BGR-TRIM25 | 25SP BGR TRIM | 136 | 122.4 | [8 empty] | 656747147609 | Y | 1.6 |  |  | https://assetserver.net/_assets/_prop65/shortform cancerandreprod_midat.jpg | US-United States | Mounts & Racks | Racks |  |  | 0 | Product Color: Silver | Product Material: Steel | Height: 43.8" | Width: 0.6" | Depth: 0.3" | 50.000 x 3.100 x 1.500 | <p><a id="gfk-spex-minisite" rel="nofollow" href="javascript:void(0)" onclick="javascript:window.open('//content.etilize.com/mini-site/en_us/1023050002.html','_blank','height=800,width=780,resizable=yes,scrollbars=yes,toolbar=no,menubar=no,location=no,directories=no,status=no');return false;">Marketing Information from the Manufacturer</a></p>
Racks | Middle Atlantic | BGR-TRIM25B | 25SP BGR TRIM,BLACK | 110 | 99 | [8 empty] | 656747148590 | Y | 1.6 |  |  | https://assetserver.net/_assets/_prop65/shortform cancerandreprod_midat.jpg | US-United States | Mounts & Racks | Racks |  |  | 0 | ront trim kit dresses up racks without front doors | ront trim kit dresses up racks without front doors | Black color, with 5 changeable inlay colors | Black color, with 5 changeable inlay colors |  | 50.000 x 3.100 x 1.500
Racks | Middle Atlantic | BGR-TRIM38 | 38SP BGR TRIM | 160 | 144 | [8 empty] | 656747147593 | Y | 1.9 |  |  | https://assetserver.net/_assets/_prop65/shortform cancerandreprod_midat.jpg | US-United States | Mounts & Racks | Racks |  |  | 0 | Form Factor: Rack-mountable | Product Material: Steel | Height: 66.5" | Width: 0.6" | Depth: 0.3" | 80.500 x 3.100 x 1.500
Racks | Middle Atlantic | BGR-TRIM38B | 38SP BGR TRIM,BLACK | 111 | 99.9 | [8 empty] | 656747148583 | Y | 1.9 |  |  | https://assetserver.net/_assets/_prop65/shortform cancerandreprod_midat.jpg | US-United States | Mounts & Racks | Racks |  |  | 0 | Front trim kit dresses up racks without front doors | Black color, with 5 changeable inlay colors |  |  |  | 80.500 x 3.100 x 1.500
Racks | Middle Atlantic | BGR-TRIM41 | 41SP BGR TRIM | 189 | 170.1 | [8 empty] | 656747147586 | Y | 2.1 |  |  | https://assetserver.net/_assets/_prop65/shortform cancerandreprod_midat.jpg | US-United States | Mounts & Racks | Racks |  |  | 0 | Device Supported: Rack | Product Color: White | Product Material: Steel | Height: 71.8" | Width: 0.6" | 80.500 x 3.100 x 1.500
Racks | Middle Atlantic | BGR-TRIM41B | 41SP BGR TRIM,BLACK | 114 | 102.6 | [8 empty] | 656747148576 | Y | 2.1 |  |  | https://assetserver.net/_assets/_prop65/shortform cancerandreprod_midat.jpg | US-United States | Mounts & Racks | Racks |  |  | 0 | Front trim kit dresses up racks without front doors | Black color, with 5 changeable inlay colors |  |  |  | 80.500 x 3.100 x 1.500
Racks | Middle Atlantic | BGR-TRIM45 | 45SP BGR TRIM | 202 | 181.8 | [8 empty] | 656747147579 | Y | 2.2 |  |  | https://assetserver.net/_assets/_prop65/shortform cancerandreprod_midat.jpg | US-United States | Mounts & Racks | Racks |  |  | 0 | Front trim kit dresses up racks without front doors | Front trim kit dresses up racks without front doors | Silver color, with 5 changeable inlay colors | Silver color, with 5 changeable inlay colors |  | 80.500 x 3.100 x 1.500
Racks | Middle Atlantic | BGR-TRIM45B | 45SP BGR TRIM,BLACK | 202 | 181.8 | [8 empty] | 656747148569 | Y | 2.2 |  |  | https://assetserver.net/_assets/_prop65/shortform cancerandreprod_midat.jpg | US-United States | Mounts & Racks | Racks |  |  | 0 | Front trim kit dresses up racks without front doors | Black color, with 5 changeable inlay colors |  |  |  | 80.500 x 3.100 x 1.500
Racks | Middle Atlantic | BGR-TRR4 | 4 SPACE [7"] REDUCER FOR BGR TOP RAIL | 34 | 30.6 | [8 empty] | 656747147777 | Y | 5 |  |  | https://assetserver.net/_assets/_prop65/shortform cancerandreprod_midat.jpg | US-United States | Mounts & Racks | Racks |  |  | 0 | Reduces top opening from 21" to 19" standard | Allows use of any standard rackmount panels | Sturdy steel construction |  |  | 7.000 x 2.300 x 0.300 | <p>For using standard panels in top opening</p>
Racks | Middle Atlantic | BGR-TRR9 | 9 SPACE [15.75"] REDUCER FOR BGR TOP RAIL | 52 | 46.8 | [8 empty] | 656747147784 | Y | 1.2 | https://assetserver.net/_assets/middle atlantic/1000/bgrtrr9.jpg |  | https://assetserver.net/_assets/_prop65/shortform cancerandreprod_midat.jpg | US-United States | Mounts & Racks | Racks |  |  | 0 | Device Supported: Enclosure | Compatibility: Middle Atlantic BGR Series Enclosure | Limited Warranty: Lifetime |  |  | 15.900 x 2.300 x 0.300 | For using standard panels in top opening
Racks | Middle Atlantic | BGR-Z4 | BGR SEISMIC BRACKETS | 73 | 65.7 | [8 empty] | 656747142703 | Y | 2.4 |  | https://assetserver.net/_assets/middle atlantic/pdf/bgrz4-spec.pdf | https://assetserver.net/_assets/_prop65/shortform cancerandreprod_midat.jpg | US | Mounts & Racks | Racks |  |  | 0 | Anchoring bracket set supports a seismic-certified installation | Can be used to reinforce any mission-critical application | One set required per rack |  |  | 8.900 x 3.800 x 2.500 | <p>Anchoring bracket set for seismic-certified or any critical installation</p>
Racks | Middle Atlantic | BL1 | 1SP FLANGED ALUM ANOD BLANK | 38 | 34.2 | 78 |  |  | 51 | 6 | 10 |  | 11 | 656747002564 | Y | 0.3 | https://assetserver.net/_assets/middle atlantic/1000/bl1.jpg |  | https://assetserver.net/_assets/_prop65/shortform cancerandreprod_midat.jpg | US-United States | Mounts & Racks | Racks |  |  | 0 | Product Color: Brushed Black | Height: 1.8" | Width: 19" | Depth: 19" | Environmentally Friendly: Yes | 19.000 x 1.800 x 0.500 | An attractive series of blank panels, BL products utilize a 16-gauge aluminum flanged design. Easy to machine, black brushed and anodized.
Racks | Middle Atlantic | BL1/2 | 1/2SP[.0875"]FLANGED BLANK,BK BRUSHED FINISH | 34 | 30.6 | [8 empty] | 656747147722 | Y | 0.21 | https://assetserver.net/_assets/middle atlantic/1000/bl12.jpg |  | https://assetserver.net/_assets/_prop65/shortform cancerandreprod_midat.jpg | US-United States | Mounts & Racks | Racks |  |  | 0 | Product Color: Black | Product Material: Aluminum | Compatible Rack Height: 1/2H | Width: 19" | Environmentally Friendly: Yes | 19.000 x 0.750 x 0.250 | An attractive series of blank panels, BL products utilize a 16-gauge aluminum flanged design. Easy to machine, black brushed and anodized.
Racks | Middle Atlantic | BL1/3 | 1/3S[.5835"]FLANGED BLANK,BK BRUSH FINISH | 31 | 27.9 | [8 empty] | 656747147739 | Y | 0.11 |  |  | https://assetserver.net/_assets/_prop65/shortform cancerandreprod_midat.jpg | US-United States | Mounts & Racks | Racks |  |  | 0 | Device Supported: Rack | Product Color: Brushed Black | Product Material: Aluminum | Compatible Rack Height: 0.333U | Height: 0.6" | 19.000 x 0.500 x 0.250 | <p>Now you have a solution for non-full space items. This panel completes the finished, professional appearance while also ensuring correct thermal management performance by blocking unwanted air entry. Comes in aluminum.</p> <ul> <li>Flanged 16-gauge aluminum construction is easy to machine</li> <li>Black brushed and anodized finish</li> </ul>
Racks | Middle Atlantic | BL1-H | 1SP(1-3/4")HANDLE PANEL,BLACK BRUSHED FINISH | 59 | 53.1 | [8 empty] | 656747178337 | Y | 0.48 |  |  | https://assetserver.net/_assets/_prop65/shortform cancerandreprod_midat.jpg | US-United States | Mounts & Racks | Racks |  |  | 0 | Product Color: Brushed Black | Product Material: Anodized Aluminum | Compatible Rack Height: 1U | Height: 1.8" | Width: 19" | 19.000 x 1.750 x 0.500 | <p>This panel provides a firm, safe grip for pull-out rack systems, while still allowing the use of trim strips if desired. The "one rackspace" design takes up minimal space in the installation, & protrudes 1-3/16". Comes in two finishes to best match the rack aesthetics.</p> <ul> <li>Flanged 16-gauge aluminum construction</li> <li>Black brushed and anodized finish</li> <li>Includes two mounted handles for a firm, safe pulling grip</li> <li>Protrudes only 1-3/16"</li> </ul>
Racks | Middle Atlantic | BL2 | 2SP FLANGED ALUM ANOD BLANK | 44 | 39.6 | 20 | [5 empty] | 4 | 16 | 656747002588 | Y | 0.5 | https://assetserver.net/_assets/middle atlantic/1000/bl2.jpg |  | https://assetserver.net/_assets/_prop65/shortform cancerandreprod_midat.jpg | US-United States | Mounts & Racks | Racks |  |  | 0 | Product Color: Black | Height: 3.5" | Width: 19" | Depth: 0.5" | Limited Warranty: Lifetime | 19.000 x 3.900 x 0.900 | The most aesthetic blank panels available with a black brushed and anodized finish. Complements RSH4A custom rackshelves and other anodized accessories.
Racks | Middle Atlantic | BL3 | 3SP FLANGED ALUM ANOD BLANK | 49 | 44.1 | 8 | [5 empty] | 8 |  | 656747002595 | Y | 1 |  |  | https://assetserver.net/_assets/_prop65/shortform cancerandreprod_midat.jpg | US | Mounts & Racks | Racks |  |  | 0 | Product Color: Black | Height: 5.3" | Environmentally Friendly: Yes | Limited Warranty: Lifetime | Limited Warranty: Lifetime | 19.000 x 5.250 x 0.500 | <p>An attractive series of blank panels, BL products utilize a 16-gauge aluminum flanged design. Easy to machine, black brushed and anodized.</p>
Racks | Middle Atlantic | BL4 | 4SP FLANGED ALUM ANOD BLANK | 59 | 53.1 | [8 empty] | 656747002601 | Y | 0.9 |  |  | https://assetserver.net/_assets/_prop65/shortform cancerandreprod_midat.jpg | US | Mounts & Racks | Racks |  |  | 0 | Product Color: Black | Product Material: Aluminum | Compatible Rack Height: 4U | Height: 7" | Width: 19" | 19.000 x 7.000 x 0.500 | <p>An attractive series of blank panels, BL products utilize a 16-gauge aluminum flanged design. Easy to machine, black brushed and anodized.</p>
Racks | Middle Atlantic | BMF-FAN10 | HIGH OUTPUT 10 FAN | 477 | 429.3 | [8 empty] | 656747045974 | Y | 5 |  |  | https://assetserver.net/_assets/_prop65/shortform cancerandreprod_midat.jpg | US-United States | Mounts & Racks | Racks |  |  | 0 | Number of Fans: 1 | Fan Bearing Type: Ball Bearing | Fan Speed (Max): 2400 rpm | Maximum Airflow: 825 CFM | Maximum Fan Diameter: 10" | 22.000 x 15.000 x 9.500 | Featuring smooth, ball bearing design for extra quiet operation, 115V fans mount flush and come in 10-inch model. Hardware and cord included with each unit.
Racks | Middle Atlantic | BPFD-19 | 19SP,PLEXI FRONT DOOR | 603 | 542.7 | [8 empty] | 656747142307 | Y | 19 |  |  | https://assetserver.net/_assets/_prop65/shortform cancerandreprod_midat.jpg | US-United States | Mounts & Racks | Racks |  |  | 0 | Plexi front door with partial venting |  |  |  |  | 30.000 x 28.000 x 5.000
Racks | Middle Atlantic | BPFD-25 | 25SP,PLEXI FRONT DOOR | 649 | 584.1 | [8 empty] | 656747138294 | Y | 20 | https://assetserver.net/_assets/middle atlantic/1000/bpfd25.jpg |  | https://assetserver.net/_assets/_prop65/shortform cancerandreprod_midat.jpg | US-United States | Mounts & Racks | Racks |  |  | 0 | Product Color: Black | Product Material: Plexiglas | Compatible Rack Height: 25U | Height: 46.7" | Width: 21.9" | 50.000 x 24.000 x 5.000 | Plexi front door with partial venting
Racks | Middle Atlantic | BPFD-38 | 38SP,PLEXI FRONT DOOR | 962 | 865.8 | [8 empty] | 656747138287 | N | 41 |  |  | https://assetserver.net/_assets/_prop65/shortform cancerandreprod_midat.jpg | US | Mounts & Racks | Racks |  |  | 0 | Plexi front door with partial venting |  |  |  |  | 71.000 x 23.000 x 4.000
Racks | Middle Atlantic | BPFD-41 | 41SP,PLEXI FRONT DOOR | 1020 | 918 | [8 empty] | 656747138270 | N | 30 |  |  | https://assetserver.net/_assets/_prop65/shortform cancerandreprod_midat.jpg | US | Mounts & Racks | Racks |  |  | 0 | Product Color: Black | Product Material: Plexiglas | Product Material: Steel | Compatible Rack Height: 41U | Height: 74.7" | 23.000 x 4.000 x 76.000 | Plexi front door with partial venting
Racks | Middle Atlantic | BR2 | 2SP BRUSH GROMMET PANEL | 118 | 106.2 | [8 empty] | 656747064753 | Y | 3 |  |  | https://assetserver.net/_assets/_prop65/shortform cancerandreprod_midat.jpg | US-United States | Mounts & Racks | Racks |  |  | 0 | Cable Manager Type: Grommet | Product Color: Black Powder Coat | Product Material: Steel | Rack Height: 2U | Panel Width: 19" | 21.000 x 6.000 x 4.000 | <b>BR2</b><br> The brush grommet panel provides a clean, organized cable entry method when mounted above any work surface. Features a built-in cable management tray, available in one and two space versions. Also fits in opening on all MW Series top options.
Racks | Middle Atlantic | BRK10 | 10SP (17.5") RACK, 18"DEEP | 323 | 290.7 | [8 empty] | 656747076725 | Y | 27.85 |  |  | https://assetserver.net/_assets/_prop65/shortform cancerandreprod_midat.jpg | US-United States | Mounts & Racks | Racks |  |  | 0 | Features: Cable Management | Features: Adjustable Mounting Rails | Product Color: Black | Product Material: Steel | Maximum Weight Capacity: 200 lb | 25.250 x 21.000 x 5.500 | The BRK10 is a practical and convenient solution for those looking for a rack that can be easily assembled with included hardware. Its ready-to-assemble design allows for flat shipment. The BRK10 includes a 10-32 threaded front rack rail, providing ample space for equipment to be mounted. With its 18in D X 18.98in H dimensions, the BRK10 is a great option for those needing a compact rack that can fit in smaller spaces.
Racks | Middle Atlantic | BRK12 | 12SP(21)RACK, 18DEEP | 336 | 302.4 | [8 empty] | 656747002687 | Y | 32 | https://assetserver.net/_assets/middle atlantic/1000/brk12.jpg |  | https://assetserver.net/_assets/_prop65/shortform cancerandreprod_midat.jpg | US-United States | Mounts & Racks | Racks |  |  | 0 | Product Color: Black | Maximum Weight Capacity: 200 lb | Height: 21" | Depth: 18" | Rack Height: 12U | 26.000 x 21.500 x 5.250
Racks | Middle Atlantic | BRK12-22 | 12SP(21)RACK,22 DEEP | 455 | 409.5 | [8 empty] | 656747099472 | Y | 50 |  |  | https://assetserver.net/_assets/_prop65/shortform cancerandreprod_midat.jpg | US-United States | Mounts & Racks | Racks |  |  | 0 | Product Color: Black Laminate | Product Material: Wood | Maximum Weight Capacity: 200 lb | Height: 21" | Depth: 22" | 31.000 x 4.000 x 31.000 | This 12RU floor standing rack is designed to provide a durable and reliable solution for housing audio, video, and other equipment in a variety of settings, including studios, control rooms, and conference rooms. This 4-post rack is constructed of high-quality, furniture-grade MDF board and features a black wood grain laminate finish, which gives it a sleek and professional appearance. It is also equipped with a set of durable 11-gauge steel rack rails that are tapped with 10-32 threaded holes in universal EIA spacing, allowing for easy installation of equipment. The BRK12-22 is 22 inches deep, providing ample space for even the largest pieces of equipment, and is rated to support up to 200 pounds of weight. It is GREENGUARD Indoor Air Quality Certified for children and schools.
Racks | Middle Atlantic | BRK12-28 | 12SP(21)RACK,28 DEEP | 612 | 550.8 | [8 empty] | 656747099519 | Y | 63 |  |  | https://assetserver.net/_assets/_prop65/shortform cancerandreprod_midat.jpg | US-United States | Mounts & Racks | Racks |  |  | 0 | Features: Cable Management | Product Color: Black Laminate | Maximum Weight Capacity: 200 lb | Height: 22.5" | Width: 20.7" | 32.000 x 31.000 x 4.000 | The BRK/MBRK/OBRK/RK/SRK/OSR Series 19" Equipment Racks
Racks | Middle Atlantic | BRK14 | 14SP (24.5") RACK, 18" DEEP | 353 | 317.7 | [8 empty] | 656747076732 | Y | 34.45 |  |  | https://assetserver.net/_assets/_prop65/shortform cancerandreprod_midat.jpg | US-United States | Mounts & Racks | Racks |  |  | 0 | Product Color: Black | Maximum Weight Capacity: 200 lb | Height: 24.5" | Width: 20.4" | Depth: 18" | 30.000 x 21.000 x 6.000 | The BRK14 is a practical and convenient solution for those looking for a rack that can be easily assembled with included hardware. Its ready-to-assemble design allows for flat shipment. The BRK14 includes a 10-32 threaded front rack rail, providing ample space for equipment to be mounted. With its 17.9in D X 26in H dimensions, the BRK14 is a great option for those needing a compact rack that can fit in smaller spaces.
Racks | Middle Atlantic | BRK16 | 16SP(28)RACK, 18DEEP | 375 | 337.5 | [8 empty] | 656747002717 | Y | 39 |  |  | https://assetserver.net/_assets/_prop65/shortform cancerandreprod_midat.jpg | US-United States | Mounts & Racks | Racks |  |  | 0 | Product Color: Black | Maximum Weight Capacity: 200 lb | Height: 28" | Depth: 18" | Rack Height: 16U | 32.000 x 21.000 x 5.250
Racks | Middle Atlantic | BRK16-22 | 16SP(28)RACK,22 DEEP | 503 | 452.7 | [8 empty] | 656747099489 | Y | 62 |  |  | https://assetserver.net/_assets/_prop65/shortform cancerandreprod_midat.jpg | US-United States | Mounts & Racks | Racks |  |  | 0 | Features: Adjustable Mounting Rails | Features: Cable Management | Product Color: Black | Product Material: Steel | Maximum Weight Capacity: 200 lb | 32.000 x 31.000 x 4.000
Racks | Middle Atlantic | BRK16-28 | 16SP(28)RACK,28 DEEP | 649 | 584.1 | [8 empty] | 656747099526 | Y | 74 |  |  | https://assetserver.net/_assets/_prop65/shortform cancerandreprod_midat.jpg | US-United States | Mounts & Racks | Racks |  |  | 0 | Product Color: Black | Product Material: Steel | Maximum Weight Capacity: 200 lb | Height: 28" | Depth: 28" | 32.000 x 31.000 x 4.000
Racks | Middle Atlantic | BRK20 | 20SP(35)RACK, 18DEEP | 394 | 354.6 | [8 empty] | 656747002748 | Y | 41.6 |  |  | https://assetserver.net/_assets/_prop65/shortform cancerandreprod_midat.jpg | US-United States | Mounts & Racks | Racks |  |  | 0 | Features: Adjustable Mounting Rails | Features: Cable Management | Product Color: Black | Height: 35" | Depth: 18" | 40.000 x 22.000 x 5.000
Racks | Middle Atlantic | BRK20-22 | 20SP(35)RACK,22 DEEP | 531 | 477.9 | [8 empty] | 656747099496 | N | 63 |  |  | https://assetserver.net/_assets/_prop65/shortform cancerandreprod_midat.jpg | US-United States | Mounts & Racks | Racks |  |  | 0 | Product Color: Black Laminate | Product Material: Wood | Maximum Weight Capacity: 200 lb | Height: 35" | Depth: 22" | 43.000 x 32.000 x 5.000 | The BRK20-22 is a practical and convenient solution for those looking for a rack that can be easily assembled with included hardware. Its ready-to-assemble design allows for flat shipment. The BRK20-22 includes a 10-32 threaded front rack rail, providing ample space for equipment to be mounted. With its 22in D X 36.63in H dimensions, the BRK20-22 is a great option for those needing a compact rack that can fit in smaller spaces.
Racks | Middle Atlantic | BRK20-28 | 20SP(35)RACK,28 DEEP | 724 | 651.6 | [8 empty] | 656747099533 | Y | 80 |  |  | https://assetserver.net/_assets/_prop65/shortform cancerandreprod_midat.jpg | US-United States | Mounts & Racks | Racks |  |  | 0 | Product Color: Black Laminate | Product Material: Wood | Maximum Weight Capacity: 200 lb | Height: 35" | Depth: 28" | 49.000 x 38.000 x 6.000
Racks | Middle Atlantic | BRK28-22 | 28SP(49)RACK,22 DEEP | 601 | 540.9 | [8 empty] | 656747099502 | Y | 70 |  |  | https://assetserver.net/_assets/_prop65/shortform cancerandreprod_midat.jpg | US-United States | Mounts & Racks | Racks |  |  | 0 | Product Color: Black | Product Material: Steel | Maximum Weight Capacity: 250 lb | Height: 49" | Depth: 22" | 58.000 x 32.000 x 7.000
Racks | Middle Atlantic | BRK28-28 | 28SP(49)RACK,28 DEEP | 816 | 734.4 | [8 empty] | 656747099540 | Y | 134 |  |  | https://assetserver.net/_assets/_prop65/shortform cancerandreprod_midat.jpg | US-United States | Mounts & Racks | Racks |  |  | 0 | Product Color: Black Laminate | Product Material: Wood | Maximum Weight Capacity: 200 lb | Height: 49" | Depth: 28" | 34.000 x 4.000 x 52.000
Racks | Middle Atlantic | BRK6 | 6SP (10.5") RACK, 18" DEEP | 296 | 266.4 | [8 empty] | 656747076718 | Y | 26 |  |  | https://assetserver.net/_assets/_prop65/shortform cancerandreprod_midat.jpg | US-United States | Mounts & Racks | Racks |  |  | 0 | Ready-to-assemble design allows for flat shipment via UPS | Ready-to-assemble design allows for flat shipment via UPS | Easily assembled with included hardware | Easily assembled with included hardware | Includes 10-32 threaded front rackrail | 25.250 x 21.000 x 5.500 | The BRK6 is a practical and convenient solution for those looking for a rack that can be easily assembled with included hardware. Its ready-to-assemble design allows for flat shipment. The BRK6 includes a 10-32 threaded front rack rail, providing ample space for equipment to be mounted. With its 17.9in D X 12in H dimensions, the BRK6 is a great option for those needing a compact rack that can fit in smaller spaces.
Racks | Middle Atlantic | BRK8 | 8SP(14)RACK, 18DEEP | 308 | 277.2 | [8 empty] | 656747002779 | Y | 26.7 |  |  | https://assetserver.net/_assets/_prop65/shortform cancerandreprod_midat.jpg | US-United States | Mounts & Racks | Racks |  |  | 0 | Product Color: Black | Maximum Weight Capacity: 200 lb | Height: 14" | Width: 20.4" | Depth: 18" | 23.000 x 22.000 x 5.000
Racks | Middle Atlantic | BRK8-22 | 8SP(14)RACK,22 DEEP | 438 | 394.2 | [8 empty] | 656747099465 | Y | 44.3 |  |  | https://assetserver.net/_assets/_prop65/shortform cancerandreprod_midat.jpg | US-United States | Mounts & Racks | Racks |  |  | 0 | Product Color: Black Laminate | Product Material: Wood | Maximum Weight Capacity: 200 lb | Height: 14" | Depth: 22" | 32.000 x 31.000 x 4.000
Racks | Middle Atlantic | BS-MRK-26 | INNER RISER BASE FOR MRK 26DP | 212 | 190.8 | [8 empty] | 656747002809 | Y | 14.1 |  |  | https://assetserver.net/_assets/_prop65/shortform cancerandreprod_midat.jpg | US-United States | Mounts & Racks | Racks |  |  | 0 | Product Color: Black | Product Material: Steel | Compatibility: Middle-Atlantic MRK 26" Gang-able Enclosure |  |  | 27.000 x 23.000 x 6.000 | Provides a handy platform flush with bottom rackspace for supporting heavy equipment and mounting electrical boxes (does not include wheels.) Fits inside rack.
Racks | Middle Atlantic | BS-MRK-31 | INNER RISER BASE FOR MRK 31DP | 214 | 192.6 | [8 empty] | 656747002816 | Y | 15.6 |  |  | https://assetserver.net/_assets/_prop65/shortform cancerandreprod_midat.jpg | US-United States | Mounts & Racks | Racks |  |  | 0 | Product Color: Black | Product Material: Steel | Weight (Approximate): 4.50 lb | Compatibility: Middle-Atlantic MRK 31" Gangable Enclosure |  | 33.000 x 24.000 x 7.000 | Provides a handy platform flush with bottom rackspace for supporting heavy equipment and mounting electrical boxes (does not include wheels.) Fits inside rack.
Racks | Middle Atlantic | BS-MRK-36 | INNER RISER BASE FOR MRK 36DP | 303 | 272.7 | [8 empty] | 656747035845 | Y | 18.75 | https://assetserver.net/_assets/middle atlantic/1000/bsmrk36.jpg |  | https://assetserver.net/_assets/_prop65/shortform cancerandreprod_midat.jpg | US-United States | Mounts & Racks | Racks |  |  | 0 | [5 empty] | 37.000 x 26.000 x 7.000 | Provides a handy platform flush with bottom rackspace for supporting heavy equipment and mounting electrical boxes (does not include wheels.) Fits inside rack.
Racks | Middle Atlantic | BS-MRK-42 | INNER PLATFORM BASE,42"DP MRK | 420 | 378 | [8 empty] | 656747068713 | Y | 20 |  |  | https://assetserver.net/_assets/_prop65/shortform cancerandreprod_midat.jpg | US-United States | Mounts & Racks | Racks |  |  | 0 | Product Color: Black Powder Coat | Product Material: Steel | Height: 3.06" | Width: 18.76" | Depth: 37.74" | 43.000 x 24.000 x 7.000 | <p>Provides a handy platform, flush with bottom rackspace, for supporting heavy equipment and mounting electrical boxes. Fits inside rack.</p> <ul> <li>Inner platform base supports heavy equipment in bottom of rack</li> <li>Center opening for cooling air flow or cable entry</li> <li>Sturdy steel construction with black finish</li> </ul>
Racks | Middle Atlantic | BSPN-19-27 | 19SP 27DP BGR SIDE PANELS PAIR | 610 | 549 | [8 empty] | 656747143168 | N | 30 |  |  | https://assetserver.net/_assets/_prop65/shortform cancerandreprod_midat.jpg | US | Mounts & Racks | Racks |  |  | 0 | Compatible Rack Height: 19U | Height: 37.4" | Depth: 27" | Compatibility: Middle Atlantic BGR-1927 Rack Enclosure | Limited Warranty: Lifetime | 39.000 x 29.000 x 5.000 | The BSPN-19-27 is a pair of side panels designed for use with the gangable 19RU, 27in Deep BGR Series racks. The side panels are removable and key locking, providing secure access to the equipment. Additionally, the side panels include handles that make them easier to lift off for maintenance or reconfiguration. The side panels are constructed from sturdy steel and have a matching black finish that complements the BGR Series racks.
Racks | Middle Atlantic | BSPN-25-27 | 25SP 27DP BGR SIDE PANELS | 638 | 574.2 | [8 empty] | 656747143151 | Y | 36 |  |  | https://assetserver.net/_assets/_prop65/shortform cancerandreprod_midat.jpg | US-United States | Mounts & Racks | Racks |  |  | 0 | Compatible Rack Height: 25U | Height: 47.9" | Depth: 27" | Compatibility: Middle Atlantic BGR-2527 Rack Enclosure | Limited Warranty: Lifetime | 52.000 x 30.000 x 4.000
Racks | Middle Atlantic | BSPN-25-32 | 25SP 32DP BGR SIDE PANELS | 687 | 618.3 | [8 empty] | 656747143144 | Y | 42 |  |  | https://assetserver.net/_assets/_prop65/shortform cancerandreprod_midat.jpg | US | Mounts & Racks | Racks |  |  | 0 | Compatible Rack Height: 25U | Height: 47.9" | Depth: 32" | Compatibility: Middle Atlantic BGR-2532 Rack Enclosure | Limited Warranty: Lifetime | 50.000 x 34.000 x 4.000
Racks | Middle Atlantic | BSPN-38-27 | 38SP 27DP BGR SIDE PANELS | 763 | 686.7 | [8 empty] | 656747143137 | Y | 50 |  |  | https://assetserver.net/_assets/_prop65/shortform cancerandreprod_midat.jpg | US | Mounts & Racks | Racks |  |  | 0 | Product Color: Black | Height: 70.6" | Depth: 27" | Compatibility: Middle Atlantic BGR-3827 Rack Enclosure | Limited Warranty: Lifetime | 40.000 x 29.000 x 6.000
Racks | Middle Atlantic | BSPN-38-32 | 38SP 32DP BGR SIDE PANELS | 1034 | 930.6 | [8 empty] | 656747143120 | N | 60 |  |  | https://assetserver.net/_assets/_prop65/shortform cancerandreprod_midat.jpg | US | Mounts & Racks | Racks |  |  | 0 | Product Color: Black | Compatibility: <p>Middle Atlantic BGR Series Gangable Rack Enclosures</p> | Limited Warranty: Lifetime |  |  | 40.000 x 34.000 x 6.000 | The BSPN-38-32 is a pair of side panels designed for use with the gangable 38RU, 32in Deep BGR Series racks. The side panels are removable and key locking, providing secure access to the equipment. Additionally, the side panels include handles that make them easier to lift off for maintenance or reconfiguration. The side panels are constructed from sturdy steel and have a matching black finish that complements the BGR Series racks.
Racks | Middle Atlantic | BSPN-41-27 | 41SP 27DP BGR SIDE PANELS | 830 | 747 | [8 empty] | 656747143113 | Y | 54 |  |  | https://assetserver.net/_assets/_prop65/shortform cancerandreprod_midat.jpg | MX | Mounts & Racks | Racks |  |  | 0 | Compatible Rack Height: 41U | Height: 75.9" | Depth: 27" | Compatibility: Middle Atlantic BGR-4127 Rack Enclosure | Limited Warranty: Lifetime | 42.000 x 29.000 x 5.000
Racks | Middle Atlantic | BSPN-41-32 | 41SP 32DP BGR SIDE PANELS | 1116 | 1004.4 | [8 empty] | 656747143106 | N | 64 |  |  | https://assetserver.net/_assets/_prop65/shortform cancerandreprod_midat.jpg | US | Mounts & Racks | Racks |  |  | 0 | Compatible Rack Height: 41U | Height: 75.9" | Depth: 32" | Compatibility: Middle Atlantic BGR-4132 Rack Enclosure | Limited Warranty: Lifetime | 43.000 x 34.000 x 6.000
Racks | Middle Atlantic | BSPN-41-38 | 41SP 38DP BGR SIDE PANELS | 1373 | 1235.7 | [8 empty] | 656747143090 | Y | 76 |  |  | https://assetserver.net/_assets/_prop65/shortform cancerandreprod_midat.jpg | US-United States | Mounts & Racks | Racks |  |  | 0 | Compatible Rack Height: 41U | Height: 75.9" | Depth: 38" | Compatibility: Middle Atlantic BGR-4138 Rack Enclosure | Limited Warranty: Lifetime | 41.000 x 40.000 x 5.000
Racks | Middle Atlantic | BSPN-45-27 | 45SP 27DP BGR SIDE PANELS | 862 | 775.8 | [8 empty] | 656747143083 | Y | 58 |  |  | https://assetserver.net/_assets/_prop65/shortform cancerandreprod_midat.jpg | US-United States | Mounts & Racks | Racks |  |  | 0 | Compatible Rack Height: 45U | Height: 82.9" | Depth: 27" | Compatibility: Middle Atlantic BGR-4527 Rack Enclosure | Limited Warranty: Lifetime | 45.000 x 29.000 x 5.000 | The Middle Atlantic BSPN-45-27 features a pair of side panels designed specifically for the gangable 45RU, 27-inch Deep BGR Series racks. Constructed from sturdy steel, these side panels provide robust protection while maintaining a sleek, matching black finish. The removable design allows for easy access and installation, and each panel is equipped with key locking for added security. Additionally, integrated handles facilitate a convenient lift-off process, enhancing usability. Ideal for organizing and securing equipment within professional AV environments, the BSPN-45-27 side panels are essential for creating a functional and secure rack system.
Racks | Middle Atlantic | BSPN-45-32 | 45SP 32DP BGR SIDE PANELS | 1156 | 1040.4 | [8 empty] | 656747143076 | Y | 68 |  |  | https://assetserver.net/_assets/_prop65/shortform cancerandreprod_midat.jpg | US-United States | Mounts & Racks | Racks |  |  | 0 | Compatible Rack Height: 45U | Height: 82.9" | Depth: 32" | Compatibility: Middle Atlantic BGR-4532 Rack Enclosure | Limited Warranty: Lifetime | 45.000 x 34.000 x 6.000 | The Middle Atlantic BSPN-45-32 is designed as a pair of side panels specifically for the gangable 45RU, 32-inch Deep BGR Series racks. These panels are crafted from sturdy steel, ensuring durability and strength while featuring a sleek, matching black finish that complements the rack aesthetics. The removable design allows for effortless access to the equipment inside, and each panel is equipped with key locking for enhanced security. For added convenience, integrated handles facilitate an easier lift-off process, making installation and maintenance straightforward. Perfect for professional AV environments, the BSPN-45-32 side panels provide both protection and functionality for your rack system.
Racks | Middle Atlantic | BSPN-45-38 | 45SP 38DP BGR SIDE PANELS | 1437 | 1293.3 | [8 empty] | 656747143069 | Y | 78 |  |  | https://assetserver.net/_assets/_prop65/shortform cancerandreprod_midat.jpg | US | Mounts & Racks | Racks |  |  | 0 | Side panels are removable and keylocking | Sturdy steel construction with black finish |  |  |  | 40.000 x 45.000 x 5.000 | <p>Removable side panels are keylocking</p>
Racks | Middle Atlantic | BS-WRK-27 | INNER RISER BASE FOR WRK 27DP | 212 | 190.8 | [8 empty] | 656747002830 | Y | 18 |  |  | https://assetserver.net/_assets/_prop65/shortform cancerandreprod_midat.jpg | US-United States | Mounts & Racks | Racks |  |  | 0 | Product Color: Black | Product Material: Steel | Compatibility: Middle-Atlantic MRK 27" Gangable Enclosure |  |  | 29.000 x 25.000 x 6.000 | Provides a handy platform flush with bottom rackspace for supporting heavy equipment and mounting electrical boxes (does not include wheels.) Fits inside rack.
Racks | Middle Atlantic | BS-WRK-32 | INNER RISER BASE FOR WRK 32DP | 271 | 243.9 | [8 empty] | 656747002847 | Y | 20.55 |  |  | https://assetserver.net/_assets/_prop65/shortform cancerandreprod_midat.jpg | US-United States | Mounts & Racks | Racks |  |  | 0 | Product Color: Black | Product Material: Steel | Compatibility: <p>Middle Atlantic WRK Series 32" Deep Rack Enclosure</p> | Limited Warranty: Lifetime |  | 35.000 x 25.000 x 7.000
Racks | Middle Atlantic | BVFD-19 | 19SP,VENT FRONT DOOR | 471 | 423.9 | [8 empty] | 656747142291 | Y | 16 | https://assetserver.net/_assets/middle atlantic/1000/bvfd19.jpg |  | https://assetserver.net/_assets/_prop65/shortform cancerandreprod_midat.jpg | US-United States | Mounts & Racks | Racks |  |  | 0 | Product Color: Black | Compatible Rack Height: 19U | Height: 36.2" | Width: 21.9" | Compatibility: Middle Atlantic BGR Series Racks | 41.000 x 24.000 x 4.000 | Vented front door with plexi panels
Racks | Middle Atlantic | BVFD-25 | 25SP,VENT FRONT DOOR | 509 | 458.1 | [8 empty] | 656747138249 | Y | 24 | https://assetserver.net/_assets/middle atlantic/1000/bvfd25.jpg |  | https://assetserver.net/_assets/_prop65/shortform cancerandreprod_midat.jpg | US-United States | Mounts & Racks | Racks |  |  | 0 | Product Color: Black | Compatible Rack Height: 25U | Height: 21.9" | Depth: 46.7" | Compatibility: Middle Atlantic BGR Series Racks | 52.000 x 25.000 x 4.000 | Vented front door with plexi panels
Racks | Middle Atlantic | BVFD-38 | 38SP,VENT FRONT DOOR | 630 | 567 | [8 empty] | 656747138232 | Y | 33 | https://assetserver.net/_assets/middle atlantic/1000/bvfd38.jpg |  | https://assetserver.net/_assets/_prop65/shortform cancerandreprod_midat.jpg | US | Mounts & Racks | Racks |  |  | 0 | Product Color: Black | Compatible Rack Height: 38U | Height: 69.5" | Width: 21.9" | Compatibility: Middle Atlantic BGR Series Racks | 23.000 x 4.000 x 71.000 | Vented front door with plexi panels
Racks | Middle Atlantic | BVFD-41 | 41SP,VENT FRONT DOOR | 670 | 603 | [8 empty] | 656747138225 | Y | 32 |  |  | https://assetserver.net/_assets/_prop65/shortform cancerandreprod_midat.jpg | US | Mounts & Racks | Racks |  |  | 0 | Vented door with perforated panels. |  |  |  |  | 76.000 x 22.000 x 4.000
Racks | Middle Atlantic | BVFD-45 | 45SP,VENT FRONT DOOR | 727 | 654.3 | 1 | [5 empty] | 1 |  | 656747138218 | Y | 38 |  |  | https://assetserver.net/_assets/_prop65/shortform cancerandreprod_midat.jpg | US-United States | Mounts & Racks | Racks |  |  | 0 | Vented door with perforated panels. |  |  |  |  | 86.000 x 24.500 x 3.500 | The Middle Atlantic BVFD-45 is a vented front door designed specifically for the BGR Series racks. Featuring perforated panels with 64% open area, it allows for efficient passive cooling of equipment. This 45RU door includes a key-locked swing handle, pre-installed in a standard 25mm x 150mm cutout, which can be easily swapped for an electronic locking handle if needed. For ease of access, the door opens to a full 110&deg;, ensuring convenient entry to the equipment within the rack. Ideal for installations requiring both security and airflow management.
Racks | Middle Atlantic | C3-32-LD1U | C332LG SNGL DISP MTUNV | 1599 | 1439.1 | [8 empty] | 656747389832 | Y | 42 | https://assetserver.net/_assets/middle atlantic/1000/c332ld1u.jpg |  | https://assetserver.net/_assets/_prop65/prop65 label.jpg | US-United States | Mounts & Racks | Racks |  |  | 0 | Device Supported: Display | Device Supported: Mounting Frame | Number of Displays Supported: 1 | Maximum Load Capacity: 150 lb | Minimum Screen Size Supported: 32" | 46.000 x 14.000 x 5.500 | Middle Atlantic C3 Display mounts convert your C3 Credenzas into full AV systems. We have partnered with Chief to create an industry leading display mount designed with height adjustment, cable management and minimal hardware for a quick and easy install.
Racks | Middle Atlantic | C3-32-LD2U | C332LG DUAL DISP MTUNV | 2396 | 2156.4 | [8 empty] | 656747389818 | Y | 50 | https://assetserver.net/_assets/middle atlantic/1000/c332ld2u.jpg |  | https://assetserver.net/_assets/_prop65/prop65 label.jpg | US-United States | Mounts & Racks | Racks |  |  | 0 | Device Supported: Flat Panel Display | Number of Displays Supported: 2 | Maximum Load Capacity: 300 lb | Maximum Screen Size Supported: 65" | Height Adjustable: Yes | 100.000 x 14.000 x 5.500 | Middle Atlantic C3 Display mounts convert your C3 Credenzas into full AV systems. We have partnered with Chief to create an industry leading display mount designed with height adjustment, cable management and minimal hardware for a quick and easy install.
Racks | Middle Atlantic | C3-FF32-2 | C3 FRAME2 BAY32"HV2 | 1232 | 1108.8 | [8 empty] | 656747390036 | Y | 35.55 | https://assetserver.net/_assets/middle atlantic/1000/c3ff322.jpg |  | https://assetserver.net/_assets/_prop65/prop65 label.jpg | US-United States | Mounts & Racks | Racks |  |  | 0 | Maximum Weight Capacity: 200 lb | Product Color: Black | Product Material: Steel | Height: 32" | Width: 46.4" | 49.500 x 34.000 x 4.500 | Easily mount the 2 Bay C3 frame to the wall and begin integration of your AV equipment without any obstructions from the woodkit. After integration, install the C3 woodkit onto the frame and conceal the AV system in plain sight. The C3 Series displays modern contrasted finishes, versatile storage options and integrated display mount options using Chief's Fusiontrade; technology for a truly all-in-one localized AV system.
Racks | Middle Atlantic | C3-FF32-3 | C3 FRAME3 BAY32"HV2 | 1848 | 1663.2 | [8 empty] | 656747390043 | Y | 55 | https://assetserver.net/_assets/middle atlantic/1000/c3ff323.jpg |  | https://assetserver.net/_assets/_prop65/prop65 label.jpg | US-United States | Mounts & Racks | Racks |  |  | 0 | Maximum Weight Capacity: 300 lb | Features: Wall Mountable | Product Color: Black | Product Material: Steel | Height: 32" |  | Easily mount the 3 Bay C3 frame to the wall and begin integration of your AV equipment without any obstructions from the woodkit. After integration, install the C3 woodkit onto the frame and conceal the AV system in plain sight. The C3 Series displays modern contrasted finishes, versatile storage options and integrated display mount options using Chief's Fusiontrade; technology for a truly all-in-one localized AV system.
Racks | Middle Atlantic | C5-2BAY-BLWRKIT | C5,2 BAY,BLOWER,KIT | 306 | 275.4 | [9 empty] | Y | 4.25 |  |  | https://assetserver.net/_assets/_prop65/ca prop 65 short form label.jpg | US-United States | Mounts & Racks | Racks |  |  | 0 | [5 empty] | 40.000 x 45.000 x 5.000
Racks | Middle Atlantic | C5-FF27-1 | C5 FURN FRAME,27D,1 BAY | 2136 | 1922.4 | [8 empty] | 656747219924 | N | 86 | https://assetserver.net/_assets/middle atlantic/1000/c5ff271.jpg |  | https://assetserver.net/_assets/_prop65/shortform cancerandreprod_midat.jpg | US-United States | Mounts & Racks | Racks |  |  | 0 | Up to 42RU of equipment mounting | Integrated, thermostatically controlled blower(s) moves up to 50CFM per bay at only 32db | Optional Wood Kit transforms this frame into furniture - Available in 3 unique styles and over 65 colors | Select accents and accessories to create a custom design without the custom wait |  | 31.000 x 25.250 x 32.750
Racks | Middle Atlantic | CAB-COOL-2 | CAB CLR,FOR SMALLER CABS,DUAL KIT,40CFM,120V | 365 | 328.5 | 2 |  |  |  | 2 |  |  |  | 656747143007 | Y | 1.45 |  |  | https://assetserver.net/_assets/_prop65/shortform cancerandreprod_midat.jpg | CN-China | Mounts & Racks | Racks |  |  | 0 | Number of Fans: 2 | Maximum Airflow: 40 CFM | Noise Levels: 27 dB | Color Family: Black | Product Color: Black | 8.250 x 8.250 x 8.000 | Cabinet cooler removes heat generated by components located in smaller cabinets, credenzas, lecterns, and entertainment centers. Thermostatically controlled to operate only when needed to extend fan life and minimize dust, this quiet-cooling device features an aesthetically designed vent that can be painted to match its environment. Dual version includes 2 fans driven by a single thermostat and single power supply.
Racks | Middle Atlantic | CANARE4 | CANARE BNC (4) PORT UCP PNL | 30 | 27 | [8 empty] | 656747002984 | Y | 0.13 |  |  | https://assetserver.net/_assets/_prop65/shortform cancerandreprod_midat.jpg | US-United States | Mounts & Racks | Racks |  |  | 0 | Product Color: Brushed Black | Product Material: Aluminum | Height: 3.5" | Width: 3.4" | Depth: 0.1" | 3.500 x 3.500 x 0.160 | <p>Fits regular and feed-through types.</p> <ul> <li>Aluminum construction with black brushed and anodized finish</li> <li>Fits in UCP Series frame kits, swinging frame, chassis, and cable tray</li> </ul>
Racks | Middle Atlantic | CAP5 | 5 SPACE CLAMPING RACKSHELF | 162 | 145.8 | [8 empty] | 656747003127 | Y | 11 |  |  | https://assetserver.net/_assets/_prop65/shortform cancerandreprod_midat.jpg | US | Mounts & Racks | Racks |  |  | 0 | Product Material: Steel | Maximum Weight Capacity: 100 lb | Width: 17.4" | Depth: 15.1" | Rack Height: 5U | 2.000 x 22.000 x 18.000
Racks | Middle Atlantic | CAP6 | 6 SPACE CLAMPING RACKSHELF | 177 | 159.3 | [8 empty] | 656747003134 | Y | 10 |  |  | https://assetserver.net/_assets/_prop65/shortform cancerandreprod_midat.jpg | MX | Mounts & Racks | Racks |  |  | 0 | Product Color: Black | Product Material: Steel | Maximum Weight Capacity: 100 lb | Height: 10.5" | Width: 17.4" | 19.000 x 23.000 x 3.000 | <p>For components which require captivation, our RC and CAP series clamping rack shelves offer an economical and highly functional solution. Equipped with rubber-lined clamps which secure your component from the top, all RC and CAP series products are additionally outfitted with adjustable "L" brackets in back to provide an optimally secure fit. Vented bottoms offer superior cooling, while a robust 16-gauge steel design maintains structural integrity even on the road.</p>
Racks | Middle Atlantic | CAP7 | 7SP CLAMPING RACKSHELF | 191 | 171.9 | [8 empty] | 656747003141 | Y | 10 |  |  | https://assetserver.net/_assets/_prop65/shortform cancerandreprod_midat.jpg | US-United States | Mounts & Racks | Racks |  |  | 0 | Product Color: Black | Product Material: Steel | Maximum Weight Capacity: 100 lb | Height: 12.3" | Width: 17.4" | 19.000 x 23.000 x 3.000 | <p>For components which require captivation, our RC and CAP series clamping rack shelves offer an economical and highly functional solution. Equipped with rubber-lined clamps which secure your component from the top, all RC and CAP series products are additionally outfitted with adjustable "L" brackets in back to provide an optimally secure fit. Vented bottoms offer superior cooling, while a robust 16-gauge steel design maintains structural integrity even on the road.</p>
Racks | Middle Atlantic | CAP8 | 8 SPACE CLAMPING RACKSHELF | 205 | 184.5 | [8 empty] | 656747003158 | Y | 11 |  |  | https://assetserver.net/_assets/_prop65/shortform cancerandreprod_midat.jpg | US-United States | Mounts & Racks | Racks |  |  | 0 | Product Color: Black | Product Material: Steel | Maximum Weight Capacity: 100 lb | Height: 14" | Width: 17.4" | 18.000 x 23.000 x 3.000 | <p>For components which require captivation, our RC and CAP series clamping rack shelves offer an economical and highly functional solution. Equipped with rubber-lined clamps which secure your component from the top, all RC and CAP series products are additionally outfitted with adjustable "L" brackets in back to provide an optimally secure fit. Vented bottoms offer superior cooling, while a robust 16-gauge steel design maintains structural integrity even on the road.</p>
Racks | Middle Atlantic | CASTERS4SWL | CASTER,STEM,4IN,SWIVEL,W/LOCK | 205 | 184.5 | [8 empty] | 656747404825 | Y | 5 |  |  |  | US | Mounts & Racks | Racks |  |  | 0 | Diameter: 4" | Application/Usage: Lectern | Features: Swivel | Features: Lockable |  | 28.000 x 7.000 x 49.000 | Optional 4" locking casters for the Forum Lectern and Forum Side Rack.
Racks | Middle Atlantic | CASTERS-K | SET OF 4 CASTERS(2 LOCK & 2 NON-LOCK) | 107 | 96.3 | [8 empty] | 656747235429 | Y | 3.15 |  |  | https://assetserver.net/_assets/_prop65/shortform cancerandreprod_midat.jpg | US-United States | Mounts & Racks | Racks |  |  | 0 | Application/Usage: Rack | Compatibility: <b><b>Middle Atlantic Essex Racks:<br /></b></b> <ul> <li>RCS</li> <li>QAR</li> <li>MMR</li> </ul> | Environmentally Friendly: Yes | Environmental Certification: RoHS |  | 7.375 x 7.375 x 3.500 | Optional caster kit for Essex racks. Adds 2.77" to the cabinet's overall height.
Racks | Middle Atlantic | CBS-5 | SKIRTED CASTER BASE FOR SLIM 5 | 341 | 306.9 | [8 empty] | 656747003271 | Y | 16.3 |  |  | https://assetserver.net/_assets/_prop65/shortform cancerandreprod_midat.jpg | US-United States | Mounts & Racks | Racks |  |  | 0 | Maximum Weight Capacity: 400.01 lb | Features: Powder Coated | Features: Wheels | Features: Heavy Duty | Features: Swivel | 22.250 x 5.500 x 24.250 | <p>Skirted base hides wheels for an improved aesthetic appearance, and bolt to bottom of Slim 5 Series rack systems. Skirted caster bases add 3-3/4" to overall rack height Each base comes with its wheels pre-installed. Commercial grade casters Heavy duty non-locking 3" swivel wheels UL Listed in the US and Canada</p> <ul> <li>Skirted base looks good and protects caster area</li> <li>Robust steel construction with black powder coat finish</li> <li>Includes 4 pre-installed non-locking commercial grade casters</li> </ul>
Racks | Middle Atlantic | CBS-5-26 | CASTER BASE FOR 26"DP SLIM 5 | 360 | 324 | [8 empty] | 656747051500 | Y | 19.05 |  |  | https://assetserver.net/_assets/_prop65/shortform cancerandreprod_midat.jpg | US-United States | Mounts & Racks | Racks |  |  | 0 | [5 empty] | 29.000 x 24.000 x 6.000 | Heavy duty casters bolt directly to the bottom of Slim 5 racks or can be concealed in a skirted base. Casters are available in commercial grade and a fine floor version with a soft rubber wheel constructed of Dynatread TPR to protect against damaging decorative flooring. Available in locking and non-locking. Casters add 3-7/8-inch to overall cabinet height.
Racks | Middle Atlantic | CBS-5-26R | FLOOR FRIENDLY CASTER BASE,26"DP,SLIM5 | 415 | 373.5 | 1 | 1 | [6 empty] | 656747067112 | Y | 22 |  |  | https://assetserver.net/_assets/_prop65/shortform cancerandreprod_midat.jpg | US-United States | Mounts & Racks | Racks |  |  | 0 | Skirted base looks good and protects caster area | Robust steel construction with black powder coat finish | Includes 4 preinstalled nonlocking fine floor casters |  |  | 29.000 x 24.000 x 6.000 | Fine floor caster base shall be Middle Atlantic Products model # CBS-5-26R to accommodate Slim 5 Series 26" depth racks. Caster base shall be constructed of 11-gauge steel. Caster base shall be 3.95"H x 19.13" W x 26" D and have a weight capacity of 400 lbs. Caster base shall have one knockout in the center of the base for cable pass-through measuring 10-1/2" W x 15" D. Caster base shall raise total rack height 3-3/4". Caster base shall be finished in a durable textured black powder coat. Caster base shall be GREENGUARD Indoor Air Quality Certified for Children and Schools. Caster base shall comply with the requirements of RoHS EU Directive 2002/95/EC. Caster base shall be manufactured by an ISO 9001 and ISO 14001 registered company. Caster base shall be warrantied to be free from defects in material or workmanship under normal use and conditions for a period of 7 years.
Racks | Middle Atlantic | CBS-5R | FLOOR FRIENDLY CASTER BASE,20"DP,SLIM5 | 398 | 358.2 | [8 empty] | 656747067105 | Y | 20 |  |  | https://assetserver.net/_assets/_prop65/shortform cancerandreprod_midat.jpg | MX | Mounts & Racks | Racks |  |  | 0 | [5 empty] | 25.000 x 23.000 x 6.000 | Heavy duty casters bolt directly to the bottom of Slim 5 racks or can be concealed in a skirted base. Casters are available in commercial grade and a fine floor version with a soft rubber wheel constructed of Dynatread TPR to protect against damaging decorative flooring. Available in locking and non-locking. Casters add 3-7/8-inch to overall cabinet height.
Racks | Middle Atlantic | CBS-DRK-31 | CBS FOR 31DP 30W DRK | 495 | 445.5 | [8 empty] | 656747036637 | Y | 30 |  |  | https://assetserver.net/_assets/_prop65/shortform cancerandreprod_midat.jpg | US-United States | Mounts & Racks | Racks |  |  | 0 | Maximum Weight Capacity: 1300 lb | Product Color: Black Powder Coat | Product Material: Steel | Depth: 31" | Environmentally Friendly: Yes | 33.000 x 31.000 x 6.000 | <p>Recessed caster bases fit inside the rack and only increase the overall rack height by 15/16". Recessed Caster bases work with LF leveling feet, see pg. 31. Each base comes with its wheels pre-installed. Commercial grade casters Heavy duty non-locking 3" swivel wheels 1,300 lb. weight capacity UL Listed in the US and Canada</p> <ul> <li>Inner caster base design keeps rack low for stability</li> <li>Robust steel construction with black powder coat finish</li> <li>Includes 4 pre-installed non-locking commercial grade casters</li> </ul>
Racks | Middle Atlantic | CBS-DRK-36 | CASTER BASE FITS 36DP DRK | 557 | 501.3 | [8 empty] | 656747040788 | Y | 23.4 |  |  | https://assetserver.net/_assets/_prop65/shortform cancerandreprod_midat.jpg | US-United States | Mounts & Racks | Racks |  |  | 0 | [5 empty] | 38.500 x 22.000 x 5.250 | With a 1300 lb. capacity, our commercial grade caster bases are equipped with heavy duty non-locking 3-inch swivel wheels and are UL listed in the US and Canada. NEW fine floor caster bases now available with a 700 lb. weight capacity. Each base comes with its wheels preinstalled to save time, fits inside rack, and raises total rack height only .94-inch (CBS-ERK raises the rack 3-3/4-inch). Caster base works with LF leveling feet.<br>Note: Inner platform base and caster base do not fit VMRK-54 and VRK-44-31H racks.</b>
Racks | Middle Atlantic | CBS-DRK-42 | CASTER BASE FITS 42DP DRK | 586 | 527.4 | [8 empty] | 656747119170 | Y | 42 |  |  | https://assetserver.net/_assets/_prop65/shortform cancerandreprod_midat.jpg | US-United States | Mounts & Racks | Racks |  |  | 0 | Features: Caster | Compatibility: <p>Middle Atlantic DRK Series Rack (42" Deep)</p> |  |  |  | 32.000 x 5.000 x 42.000
Racks | Middle Atlantic | CBS-ERK-20 | CASTER BASE FOR ERK 20DP | 341 | 306.9 | [8 empty] | 656747003318 | Y | 16.55 |  |  | https://assetserver.net/_assets/_prop65/shortform cancerandreprod_midat.jpg | US-United States | Mounts & Racks | Racks |  |  | 0 | Maximum Load Capacity: 1300 lb | Product Color: Black | Product Material: Steel | Compatibility: <p>Middle Atlantic ERK Series 20" Deep Rack Enclosure</p> | Limited Warranty: 7 Year | 24.000 x 22.250 x 5.500 | With a 1300 lb. capacity, our commercial grade caster bases are equipped with heavy duty non-locking 3-inch swivel wheels and are UL listed in the US and Canada. NEW fine floor caster bases now available with a 700 lb. weight capacity. Each base comes with its wheels preinstalled to save time, fits inside rack, and raises total rack height only .94-inch (CBS-ERK raises the rack 3-3/4-inch). Caster base works with LF leveling feet.
Racks | Middle Atlantic | CBS-ERK-20R | FLOOR FRIENDLY CASTER BASE,20"DP,ERK | 396 | 356.4 | [8 empty] | 656747067129 | Y | 17.5 |  |  | https://assetserver.net/_assets/_prop65/shortform cancerandreprod_midat.jpg | US-United States | Mounts & Racks | Racks |  |  | 0 | Features: Casters | Features: Cable Management | Form Factor: Floor Standing | Color Family: Other | Product Color: Black Powder Coat | 25.000 x 23.000 x 6.000 | Fine floor caster base shall be Middle Atlantic Products model # CBS-ERK-20R to accommodate ERK Series 20-inch depth racks. Caster base shall be constructed of 11-gauge steel. Caster base shall be 3.95-inchH x 22-inch W x 20-inch D and have a weight capacity of 700 lbs. Caster base shall have one knockout in the center of the base for cable pass-through measuring 9-4/5-inch W x 14-1/2-inch D. Caster base shall raise total rack height 3-3/4-inch. Caster base shall be finished in a durable textured black powder coat. Caster base shall be GREENGUARD Indoor Air Quality Certified for Children and Schools. Caster base shall comply with the requirements of RoHS EU Directive 2002/95/EC. Caster base shall be manufactured by an ISO 9001 and ISO 14001 registered company. Caster base shall be warrantied to be free from defects in material or workmanship under normal use and conditions for a period of 7 years.
Racks | Middle Atlantic | CBS-ERK-25R | FLOOR FRIENDLY CASTER BASE,25"DP,ERK | 415 | 373.5 | [8 empty] | 656747067136 | Y | 19.2 |  |  | https://assetserver.net/_assets/_prop65/shortform cancerandreprod_midat.jpg | US-United States | Mounts & Racks | Racks |  |  | 0 | Maximum Load Capacity: 700 lb | Product Color: Black | Compatibility: <p>Middle Atlantic ERK Series 25" Deep Rack Enclosure</p> | Limited Warranty: 7 Year |  | 28.000 x 24.000 x 5.750 | With a 700 lb. capacity, our commercial grade caster bases are equipped with heavy duty non-locking 3-inch swivel wheels and are UL listed in the US and Canada. Each base comes with its wheels preinstalled to save time, fits inside rack, and raises total rack height only by 3-3/4-inch. Caster base works with LF leveling feet.
Racks | Middle Atlantic | CBS-ERK-28 | SKIRTED WHEELBASE FITS 28"D ERK,INCL CASTERS | 382 | 343.8 | [8 empty] | 656747213656 | Y | 16.75 |  |  | https://assetserver.net/_assets/_prop65/shortform cancerandreprod_midat.jpg | US-United States | Mounts & Racks | Racks |  |  | 0 | Maximum Weight Capacity: 400 lb | Features: Swivel | Features: Caster | Product Color: Black Powder Coat | Product Material: Steel | 30.500 x 24.000 x 5.500 | <p>Skirted base hides wheels for an improved aesthetic appearance, and bolt to bottom of ERK Series rack systems. Skirted caster bases add 3-3/4" to overall rack height. Each base comes with its wheels pre-installed. Commercial grade casters</p> <ul> <li>Heavy duty non-locking 3" swivel wheels</li> <li>UL Listed in the US and Canada</li> </ul> <ul> <li>Skirted base looks good and protects caster area</li> <li>Robust steel construction with black powder coat finish</li> <li>Includes 4 pre-installed non-locking commercial grade casters</li> </ul>
Racks | Middle Atlantic | CBS-ERK-28R | SKIRTED WHEELBASE,28"D ERK,FINE FLR CASTERS | 432 | 388.8 | [8 empty] | 656747213663 | Y | 20.5 |  |  | https://assetserver.net/_assets/_prop65/shortform cancerandreprod_midat.jpg | US | Mounts & Racks | Racks |  |  | 0 | Maximum Weight Capacity: 700 lb | Features: Caster | Product Color: Black Powder Coat | Product Material: Steel | Product Material: Snythetic Rubber | 30.500 x 24.000 x 5.500 | <p>Skirted base hides wheels for an improved aesthetic appearance, and bolt to bottom of ERK Series rack systems. Skirted caster bases add 3-3/4" to overall rack height. Each base comes with its wheels pre-installed. Fine floor casters</p> <ul> <li>700 lb. weight capacity</li> <li>Constructed from snythetic rubber to protect fine flooring</li> </ul> <p></p> <ul> <li>Skirted base looks good and protects caster area</li> <li>Robust steel construction with black powder coat finish</li> <li>Includes 4 pre-installed non-locking fine floor casters</li> </ul>
Racks | Middle Atlantic | CBS-GRK-24 | CASTER BASE FOR GRK 24DP | 353 | 317.7 | [8 empty] | 656747093371 | Y | 20 |  |  | https://assetserver.net/_assets/_prop65/shortform cancerandreprod_midat.jpg | US-United States | Mounts & Racks | Racks |  |  | 0 | Maximum Weight Capacity: 1300 lb | Environmentally Friendly: Yes | Environmental Certification: GREENGUARD | Environmental Certification: RoHS |  |  | <p>Skirted Wheelbase, Fits 24" Deep GRK's, Includes Casters</p>
Racks | Middle Atlantic | CBS-GRK-30 | CASTER BASE FOR GRK 30DP | 398 | 358.2 | [8 empty] | 656747079061 | Y | 23 |  |  | https://assetserver.net/_assets/_prop65/shortform cancerandreprod_midat.jpg | US-United States | Mounts & Racks | Racks |  |  | 0 | Maximum Weight Capacity: 1300 lb | Environmentally Friendly: Yes | Environmental Certification: GREENGUARD Gold | Environmental Certification: RoHS |  |  | <p>Skirted Wheelbase, Fits 30" Deep GRK's, Includes Casters</p>
Racks | Middle Atlantic | CBS-GRK-36 | CASTER BASE FOR GRK 36DP | 451 | 405.9 | [8 empty] | 656747079078 | Y | 28 |  |  | https://assetserver.net/_assets/_prop65/shortform cancerandreprod_midat.jpg | US-United States | Mounts & Racks | Racks |  |  | 0 | Maximum Weight Capacity: 1300 lb | Environmentally Friendly: Yes | Environmental Certification: GREENGUARD | Environmental Certification: RoHS |  | 38.000 x 25.500 x 7.000 | <p>Skirted Wheelbase, Fits 36" Deep GRK's, Includes Casters</p>
Racks | Middle Atlantic | CBS-GRK-42 | CASTER BASE FOR GRK 42DP | 496 | 446.4 | [8 empty] | 656747268557 | Y | 33 |  |  | https://assetserver.net/_assets/_prop65/shortform cancerandreprod_midat.jpg | US-United States | Mounts & Racks | Racks |  |  | 0 | Maximum Weight Capacity: 1300 lb | Environmentally Friendly: Yes | Environmental Certification: GREENGUARD | Environmental Certification: RoHS |  |  | <p>Skirted Wheelbase, Fits 42" Deep GRK's, Includes Casters</p>
Racks | Middle Atlantic | CBS-MRK-26 | CASTER BASE FOR MRK 26DP | 368 | 331.2 | [8 empty] | 656747003363 | Y | 23.8 |  |  | https://assetserver.net/_assets/_prop65/shortform cancerandreprod_midat.jpg | US-United States | Mounts & Racks | Racks |  |  | 0 | Inner caster base design keeps rack low for stability | Robust steel construction with black powder coat finish | Includes 4 pre-installed non-locking commercial grade casters |  |  | 25.500 x 22.500 x 6.000 | Commercial grade caster base shall be Middle Atlantic Products model # CBS-MRK-26 to accommodate MRK Series 26" depth racks. Caster base shall be constructed of 11-gauge steel. Caster base shall be 4.01"H x 18.76" W x 22.14" D and have a weight capacity of 1300 lbs. Caster base shall have one knockout in the center of the base for cable pass-through measuring 9-1/2" W x 10.84" D. Caster base shall raise total rack height 15/16". Caster base shall be finished in a durable textured black powder coat. Caster base shall be UL listed in the U.S. and Canada. Caster base shall be GREENGUARD Indoor Air Quality Certified for Children and Schools. Caster base shall comply with the requirements of RoHS EU Directive 2002/95/EC. Caster base shall be manufactured by an ISO 9001 and ISO 14001 registered company. Caster base shall be warrantied to be free from defects in material or workmanship under normal use and conditions for a period of 7 years.
Racks | Middle Atlantic | CBS-MRK-26R | FLOOR FRIENDLY CASTER BASE,26"DP,MRK | 548 | 493.2 | [8 empty] | 656747067167 | Y | 24.5 |  |  | https://assetserver.net/_assets/_prop65/shortform cancerandreprod_midat.jpg | US | Mounts & Racks | Racks |  |  | 0 | Inner caster base design keeps rack low for stability | Robust steel construction with black powder coat finish | Includes 4 pre-installed non-locking fine floor casters |  |  | 27.000 x 23.000 x 6.000 | Fine floor caster base shall be Middle Atlantic Products model # CBS-MRK-26R to accommodate MRK Series 26" depth racks. Caster base shall be constructed of 11-gauge steel. Caster base shall be 4.01" H x 18.76" W x 22.14" D and have a weight capacity of 700 lbs. Caster base shall have one knockout in the center of the base for cable pass-through measuring 9-1/2" W x 10.84" D. Caster base shall raise total rack height 15/16". Caster base shall be finished in a durable textured black powder coat. Caster base shall be GREENGUARD Indoor Air Quality Certified for Children and Schools. Caster base shall comply with the requirements of RoHS EU Directive 2002/95/EC. Caster base shall be manufactured by an ISO 9001 and ISO 14001 registered company. Caster base shall be warrantied to be free from defects in material or workmanship under normal use and conditions for a period of 7 years.
Racks | Middle Atlantic | CBS-MRK-31 | CASTER BASE FOR MRK 31DP | 414 | 372.6 | [8 empty] | 656747003370 | Y | 25.2 | https://assetserver.net/_assets/middle atlantic/1000/cbsmrk31.jpg |  | https://assetserver.net/_assets/_prop65/shortform cancerandreprod_midat.jpg | US | Mounts & Racks | Racks |  |  | 0 | Maximum Load Capacity: 1300 lb | Number of Casters: 4 | Caster Size: 3" | Product Material: Steel | Height: 3.9" | 33.000 x 24.000 x 7.000 | Recessed caster bases fit inside the rack and only increase the overall rack height by 15/16”. Recessed Caster bases work with LF leveling feet, see pg. 31. Each base comes with its wheels pre-installed. Commercial grade casters
Racks | Middle Atlantic | CBS-MRK-31R | FLOOR FRIENDLY CASTER BASE,31"DP,MRK | 595 | 535.5 | [8 empty] | 656747067150 | Y | 25.8 |  |  | https://assetserver.net/_assets/_prop65/shortform cancerandreprod_midat.jpg | US-United States | Mounts & Racks | Racks |  |  | 0 | Inner caster base design keeps rack low for stability | Robust steel construction with black powder coat finish | Includes 4 pre-installed non-locking fine floor casters |  |  | 32.000 x 23.000 x 6.000 | Fine floor caster base shall be Middle Atlantic Products model # CBS-MRK-31R to accommodate MRK Series 31" depth racks. Caster base shall be constructed of 11-gauge steel. Caster base shall be 4.01" H x 18.76" W x 27.14" D and have a weight capacity of 700 lbs. Caster base shall have one knockout in the center of the base for cable pass-through measuring 9-1/2" W x 15.84" D. Caster base shall raise total rack height 15/16". Caster base shall be finished in a durable textured black powder coat. Caster base shall be GREENGUARD Indoor Air Quality Certified for Children and Schools. Caster base shall comply with the requirements of RoHS EU Directive 2002/95/EC. Caster base shall be manufactured by an ISO 9001 and ISO 14001 registered company. Caster base shall be warrantied to be free from defects in material or workmanship under normal use and conditions for a period of 7 years.
Racks | Middle Atlantic | CBS-MRK-36 | CASTER BASE FOR MRK 36DP | 468 | 421.2 | [8 empty] | 656747036958 | Y | 27.8 |  |  | https://assetserver.net/_assets/_prop65/shortform cancerandreprod_midat.jpg | US-United States | Mounts & Racks | Racks |  |  | 0 | Inner caster base design keeps rack low for stability | Robust steel construction with black powder coat finish | Includes 4 pre-installed non-locking commercial grade casters |  |  | 34.000 x 26.000 x 7.000 | The CBS-MRK-36 is a caster base designed for use with 36in deep MRK Series racks. The caster base is designed to fit inside the rack and only increases the overall rack height by 1in, ensuring that the rack remains stable. The caster base features an inner design that keeps the rack low and stable while still allowing for easy mobility. The Middle Atlantic CBS-MRK-36 works with LF leveling feet to secure the rack in place when needed. Made of robust steel, the caster base is finished with a black powder coat that ensures it will withstand wear and tear. The caster base comes equipped with four 3in pre-installed non-locking commercial grade swivel casters, which provide easy mobility for the rack while keeping it stable.
Racks | Middle Atlantic | CBS-MRK-36R | FLOOR FRIENDLY CASTER BASE,36"DP,MRK | 656 | 590.4 | [8 empty] | 656747067143 | Y | 23.4 |  |  | https://assetserver.net/_assets/_prop65/shortform cancerandreprod_midat.jpg | US-United States | Mounts & Racks | Racks |  |  | 0 | Inner caster base design keeps rack low for stability | Robust steel construction with black powder coat finish | Includes 4 pre-installed non-locking fine floor casters |  |  | 36.000 x 26.000 x 7.000 | Fine floor caster base shall be Middle Atlantic Products model # CBS-MRK-36R to accommodate MRK Series 36" depth racks. Caster base shall be constructed of 11-gauge steel. Caster base shall be 4.01" H x 18.76" W x 31.74" D and have a weight capacity of 700 lbs. Caster base shall have one knockout in the center of the base for cable pass-through measuring 9-1/2" W x 20.44" D. Caster base shall raise total rack height 15/16". Caster base shall be finished in a durable textured black powder coat. Caster base shall be GREENGUARD Indoor Air Quality Certified for Children and Schools. Caster base shall comply with the requirements of RoHS EU Directive 2002/95/EC. Caster base shall be manufactured by an ISO 9001 and ISO 14001 registered company. Caster base shall be warrantied to be free from defects in material or workmanship under normal use and conditions for a period of 7 years.
Racks | Middle Atlantic | CBS-MRK-42 | CASTER BASE FOR MRK 42DP | 568 | 511.2 | [8 empty] | 656747105203 | Y | 29.9 |  |  | https://assetserver.net/_assets/_prop65/shortform cancerandreprod_midat.jpg | US-United States | Mounts & Racks | Racks |  |  | 0 | Maximum Weight Capacity: 1300 lb | Product Color: Black Powder Coat | Product Material: Steel | Depth: 42" | Environmentally Friendly: Yes | 41.000 x 25.000 x 6.000 | <p>Recessed caster bases fit inside the rack and only increase the overall rack height by 15/16". Recessed Caster bases work with LF leveling feet, see pg. 31. Each base comes with its wheels pre-installed. Commercial grade casters Heavy duty non-locking 3" swivel wheels 1,300 lb. weight capacity UL Listed in the US and Canada</p> <ul> <li>Inner caster base design keeps rack low for stability</li> <li>Robust steel construction with black powder coat finish</li> <li>Includes 4 pre-installed non-locking commercial grade casters</li> </ul>
Racks | Middle Atlantic | CBS-WMRK-36 | CASTER BASE,36D WMRK | 677 | 609.3 | [8 empty] | 656747098062 | Y | 34 |  |  | https://assetserver.net/_assets/_prop65/shortform cancerandreprod_midat.jpg | US | Mounts & Racks | Racks |  |  | 0 | Features: Casters | Product Color: Black Powder Coat | Product Material: Steel | Height: 1.7" | Width: 23.9" | 27.400 x 5.800 x 43.400
Racks | Middle Atlantic | CBS-WMRK-42 | CASTER BASE,42DP WMRK | 724 | 651.6 | [8 empty] | 656747098901 | Y | 35 |  |  | https://assetserver.net/_assets/_prop65/shortform cancerandreprod_midat.jpg | US-United States | Mounts & Racks | Racks |  |  | 0 | Compatibility: <p>Middle Atlantic WMRK Series 42" Deep Rack Enclosure</p> | Limited Warranty: 7 Year |  |  |  | 27.400 x 5.800 x 43.400 | The Middle Atlantic CBS-WMRK-42 is a robust caster base designed to fit seamlessly below a 42in deep WMRK Series racks, providing mobility while maintaining stability. Its inner caster base design ensures the rack remains low to the ground, adding only 1 inch to the overall height of the rack, preserving stability and balance. The caster base is compatible with LF leveling feet, allowing you to secure the rack in place when needed. Constructed from durable steel with a sleek black powder coat finish, this caster base includes four 3-inch commercial-grade swivel casters, pre-installed for convenience. These non-locking casters provide smooth maneuverability and can support up to 1,300 lbs of equipment. The CBS-WMRK-42 is UL Listed in both the US and Canada, ensuring safety and performance standards are met. This caster base offers a practical, reliable solution for enhancing the mobility of your WMRK Series racks.
Racks | Middle Atlantic | CBS-WMRK-48 | CASTER BASE,48D WMRK | 756 | 680.4 | [8 empty] | 656747099878 | Y | 34 |  |  | https://assetserver.net/_assets/_prop65/shortform cancerandreprod_midat.jpg | US-United States | Mounts & Racks | Racks |  |  | 0 | Inner caster base design keeps rack low for stability | Robust steel construction with black powder coat finish | Includes 4 pre-installed non-locking commercial grade casters |  |  | 28.000 x 7.000 x 49.000 | <p>Low-rise inner platform style caster base</p>
Racks | Middle Atlantic | CBS-WRK-27 | CASTER BASE FOR WRK 27DP | 399 | 359.1 | 1 | [6 empty] | 1 | 656747003400 | Y | 23.6 |  |  | https://assetserver.net/_assets/_prop65/shortform cancerandreprod_midat.jpg | US-United States | Mounts & Racks | Racks |  |  | 0 | Maximum Load Capacity: 1300 lb | Features: Swivel Wheel | Product Material: Steel | Product Material: Rubber | Compatibility: <p>Middle Atlantic WRK Series 27" Deep Rack Enclosure</p> | 28.500 x 24.750 x 5.750 | With a 1300 lb. capacity, our commercial grade caster bases are equipped with heavy duty non-locking 3-inch swivel wheels and are UL listed in the US and Canada. NEW fine floor caster bases now available with a 700 lb. weight capacity. Each base comes with its wheels preinstalled to save time, fits inside rack, and raises total rack height only .94-inch (CBS-ERK raises the rack 3-3/4-inch). Caster base works with LF leveling feet.
Racks | Middle Atlantic | CBS-WRK-27R | FLOOR FRIENDLY CASTER BASE,27"DP,WRK | 579 | 521.1 | [8 empty] | 656747067174 | Y | 30.3 |  |  | https://assetserver.net/_assets/_prop65/shortform cancerandreprod_midat.jpg | US-United States | Mounts & Racks | Racks |  |  | 0 | Product Material: Rubber | Product Material: Steel | Compatibility: Middle-Atlantic 27" Deep WRK Series |  |  | 29.000 x 25.000 x 6.000 | With a 1300 lb. capacity, our commercial grade caster bases are equipped with heavy duty non-locking 3-inch swivel wheels and are UL listed in the US and Canada. NEW fine floor caster bases now available with a 700 lb. weight capacity. Each base comes with its wheels preinstalled to save time, fits inside rack, and raises total rack height only .94-inch (CBS-ERK raises the rack 3-3/4-inch). Caster base works with LF leveling feet.<br>Note: Inner platform base and caster base do not fit VMRK-54 and VRK-44-31H racks.</b>
Racks | Middle Atlantic | CBS-WRK-32 | CASTER BASE FOR WRK 32DP | 450 | 405 | [8 empty] | 656747003417 | Y | 31.3 |  |  | https://assetserver.net/_assets/_prop65/shortform cancerandreprod_midat.jpg | US-United States | Mounts & Racks | Racks |  |  | 0 | Maximum Weight Capacity: 1300 lb | Features: Caster | Features: Heavy Duty | Features: Swivel | Product Color: Black | 25.000 x 33.250 x 6.000 | <p>Commercial grade caster base shall be Middle Atlantic Products model # CBS-WRK-32 to accommodate WRK Series 32" depth racks. Caster base shall be constructed of 11-gauge steel. Caster base shall be 4.03"H x 20.97" W x 29.34" D and have a weight capacity of 1300 lbs. Caster base shall have one knockout in the center of the base for cable pass-through measuring 9-1/2" W x 18" D. Caster base shall raise total rack height 15/16". Caster base shall be finished in a durable textured black powder coat. Caster base shall be UL listed in the U.S. and Canada. Caster base shall be GREENGUARD Indoor Air Quality Certified for Children and Schools. Caster base shall comply with the requirements of RoHS EU Directive 2002/95/EC. Caster base shall be manufactured by an ISO 9001 and ISO 14001 registered company. Caster base shall be warrantied to be free from defects in material or workmanship under normal use and conditions for a period of 7 years.</p>
Racks | Middle Atlantic | CBS-WRK-32R | FLOOR FRIENDLY CASTER BASE,32"DP,WRK | 635 | 571.5 | [8 empty] | 656747067181 | Y | 26.6 |  |  | https://assetserver.net/_assets/_prop65/shortform cancerandreprod_midat.jpg | US-United States | Mounts & Racks | Racks |  |  | 0 | Inner caster base design keeps rack low for stability | Robust steel construction with black powder coat finish | Includes 4 pre-installed non-locking fine floor casters |  |  | 35.000 x 25.000 x 7.000 | The CBS-WRK-32R is a caster base designed for use with 32in deep WRK Series racks. The caster base is designed to fit inside the rack and only increases the overall rack height by 1in, ensuring that the rack remains stable. The caster base features an inner design that keeps the rack low and stable while still allowing for easy mobility. The Middle Atlantic CBS-WRK-32R works with LF leveling feet to secure the rack in place when needed. Made of robust steel, the caster base is finished with a black powder coat that ensures it will withstand wear and tear. The caster base comes equipped with four 3in pre-installed non-locking fine floor swivel casters, which provide easy mobility for the rack while keeping it stable.
Racks | Middle Atlantic | CC-40-267 | CABLE CHASE FOR 40SP, 26-27DP | 343 | 308.7 | [8 empty] | 656747003462 | Y | 21 |  |  | https://assetserver.net/_assets/_prop65/shortform cancerandreprod_midat.jpg | US-United States | Mounts & Racks | Racks |  |  | 0 | 4" width provides ample space for cable routing | Designed for use between racks | Also accepts side panel to create space at end-of-bay or beside single rack | Sturdy steel construction |  | 87.000 x 8.000 x 5.000 | <p>Cable chases provide ample space for the safe and unobtrusive routing of cables</p>
Racks | Middle Atlantic | CC-40-312 | CABLE CHASE FOR 40SP, 31-32DP | 357 | 321.3 | [8 empty] | 656747003479 | Y | 21 | https://assetserver.net/_assets/middle atlantic/1000/cc40312.jpg |  | https://assetserver.net/_assets/_prop65/shortform cancerandreprod_midat.jpg | US-United States | Mounts & Racks | Racks |  |  | 0 | Cable Manager Type: Cable Manager | Rack Height: 40U | Height: 70" | Depth: 32" | Compatibility: <p>Middle Atlantic Products SPN Series Side Panels</p><p><b>Middle Atlantic Products Gangable Enclosures:</b></p><ul><li>WRK-40-32</li><li>MRK-4031</li></ul> | 87.000 x 8.000 x 5.000 | 4-inch wide cable chases provide ample space for cable routing. Perfect for between ganged racks, also accepts standard SPN series side panels for added cable space on end-of-bay or single enclosures.
Racks | Middle Atlantic | CC-44-267 | CABLE CHASE FOR 44SP, 26-27DP | 357 | 321.3 | [8 empty] | 656747003486 | Y | 34.8 | https://assetserver.net/_assets/middle atlantic/1000/cc44267.jpg |  | https://assetserver.net/_assets/_prop65/shortform cancerandreprod_midat.jpg | US-United States | Mounts & Racks | Racks |  |  | 0 | [5 empty] | 86.000 x 7.000 x 5.000 | 4-inch wide cable chases provide ample space for cable routing. Perfect for between ganged racks, also accepts standard SPN series side panels for added cable space on end-of-bay or single enclosures.
Racks | Middle Atlantic | CC-44-312 | CABLE CHASE FOR 44SP, 31-32DP | 374 | 336.6 | [8 empty] | 656747003493 | Y | 35.2 | https://assetserver.net/_assets/middle atlantic/1000/cc44312.jpg |  | https://assetserver.net/_assets/_prop65/shortform cancerandreprod_midat.jpg | US-United States | Mounts & Racks | Racks |  |  | 0 | [5 empty] | 87.000 x 8.000 x 5.000 | 4-inch wide cable chases provide ample space for cable routing. Perfect for between ganged racks, also accepts standard SPN series side panels for added cable space on end-of-bay or single enclosures.
Racks | Middle Atlantic | CC-44-36 | CABLE CHASE FOR 44SP, 36DP | 389 | 350.1 | [8 empty] | 656747036163 | Y | 35.9 | https://assetserver.net/_assets/middle atlantic/1000/cc4436.jpg |  | https://assetserver.net/_assets/_prop65/shortform cancerandreprod_midat.jpg | US-United States | Mounts & Racks | Racks |  |  | 0 | [5 empty] | 87.000 x 8.000 x 5.000 | 4-inch wide cable chases provide ample space for cable routing. Perfect for between ganged racks, also accepts standard SPN series side panels for added cable space on end-of-bay or single enclosures.
Racks | Middle Atlantic | CC-44-423 | 4"CABLE CHASE FOR 42-43"DP RACKS | 415 | 373.5 | [8 empty] | 656747068720 | Y | 37 |  |  | https://assetserver.net/_assets/_prop65/shortform cancerandreprod_midat.jpg | US-United States | Mounts & Racks | Racks |  |  | 0 | [5 empty] | 87.000 x 8.000 x 5.000 | 4-inch wide cable chases provide ample space for cable routing. Perfect for between ganged racks, also accepts standard SPN series side panels for added cable space on end-of-bay or single enclosures.
Racks | Middle Atlantic | CFR-10-16 | 10 SPACE,CABINET FRAME RACK,16"DEEP | 538 | 484.2 | [8 empty] | 656747112645 | Y | 23.5 |  |  | https://assetserver.net/_assets/_prop65/shortform cancerandreprod_midat.jpg | US-United States | Mounts & Racks | Racks |  |  | 0 | Features: Adjustable Mounting Rails | Features: Cable Management | Features: Removable Side Panel | Form Factor: Rack-mountable | Product Color: Black Powder Coat | 21.500 x 20.500 x 21.000 | <p>Designed to provide rackspace in cabinets, credenzas, podiums, lecterns and other pre-built structures.</p><ul><li>Low profile design maximizes amount of useable rackspace</li><li>Features a strong welded frame that allows for pre-loading equipment and transportation to the installation site</li><li>Available in 16" and 18" depths</li><li>Available in 8 to 14 space useable racking height</li><li>Comes standard with two adjustable front to rear lacing bars for cable dressing or mounting accessories</li><li>Rackrail features offset cable tie area which keeps the rack to a slim 19-1/4" width</li><li>Optional runner kits allow the rack to easily slide in or out of cabinets and credenzas</li></ul>
Racks | Middle Atlantic | CFR-10-18 | 10 SPACE,CABINET FRAME RACK,18"DEEP | 577 | 519.3 | [8 empty] | 656747112652 | Y | 24.5 | https://assetserver.net/_assets/middle atlantic/1000/cfr1018.jpg |  | https://assetserver.net/_assets/_prop65/shortform cancerandreprod_midat.jpg | US-United States | Mounts & Racks | Racks |  |  | 0 | [5 empty] | 22.000 x 21.500 x 21.000 | Designed to provide rackspace in cabinets, credenzas, podiums, lecterns and other pre-built structures. <li>Low profile design maximizes amount of useable rackspace</li> <li>Features a strong welded frame that allows for pre-loading equipment and transportation to the installation site</li> <li>Available in 16-inch and 18-inch depths</li> <li>Available in 8 to 14 space useable racking height</li> <li>Comes standard with two adjustable front to rear lacing bars for cable dressing or mounting accessories</li> <li>Rackrail features offset cable tie area which keeps the rack to a slim 19-1/4-inch width</li> <li>Optional runner kits allow the rack to easily slide in or out of cabinets and credenzas</li>
Racks | Middle Atlantic | CFR-10-20 | 10 SPACE,CABINET FRAME RACK,20"DEEP | 639 | 575.1 | [8 empty] | 656747268359 | Y | 23.3 | https://assetserver.net/_assets/middle atlantic/1000/cfr1020.jpg |  | https://assetserver.net/_assets/_prop65/shortform cancerandreprod_midat.jpg | US | Mounts & Racks | Racks |  |  | 0 | Form Factor: Floor Standing | Product Color: Black Powder Coat | Product Material: Steel | Maximum Weight Capacity: 250 lb | Height: 18.4" | 25.875 x 22.000 x 19.750 | <p>CFR series low profile design maximizes usable rackspace in entertainment systems, cabinets and similar spaces. Strong, welded steel frame construction allows for pre-loading equipment and transportation to the installation site.</p>
Racks | Middle Atlantic | CFR-10-23 | 10 SPACE,CABINET FRAME RACK,23"DEEP | 717 | 645.3 | [8 empty] | 656747268366 | Y | 23.3 | https://assetserver.net/_assets/middle atlantic/1000/cfr1023.jpg |  | https://assetserver.net/_assets/_prop65/shortform cancerandreprod_midat.jpg | US-United States | Mounts & Racks | Racks |  |  | 0 | Product Color: Black Powder Coat | Product Material: Steel | Maximum Weight Capacity: 250 lb | Height: 18.4" | Width: 19.3" | 25.875 x 22.000 x 19.750 | <p>CFR series low profile design maximizes usable rackspace in entertainment systems, cabinets and similar spaces. Strong, welded steel frame construction allows for pre-loading equipment and transportation to the installation site.</p>
Racks | Middle Atlantic | CFR-11-16 | 11 SPACE,CABINET FRAME RACK,16"DEEP | 538 | 484.2 | 1 | [6 empty] | 1 | 656747112669 | Y | 21 | https://assetserver.net/_assets/middle atlantic/1000/cfr1116.jpg |  | https://assetserver.net/_assets/_prop65/shortform cancerandreprod_midat.jpg | US-United States | Mounts & Racks | Racks |  |  | 0 | Form Factor: Rack-mountable | Height: 20.2" | Rack Height: 10U | Rack Depth: 16" |  | 21.500 x 20.500 x 22.500 | Designed to provide rackspace in cabinets, credenzas, podiums, lecterns and other pre-built structures. <li>Low profile design maximizes amount of useable rackspace</li> <li>Features a strong welded frame that allows for pre-loading equipment and transportation to the installation site</li> <li>Available in 16-inch and 18-inch depths</li> <li>Available in 8 to 14 space useable racking height</li> <li>Comes standard with two adjustable front to rear lacing bars for cable dressing or mounting accessories</li> <li>Rackrail features offset cable tie area which keeps the rack to a slim 19-1/4-inch width</li> <li>Optional runner kits allow the rack to easily slide in or out of cabinets and credenzas</li>
Racks | Middle Atlantic | CFR-11-18 | 11 SPACE,CABINET FRAME RACK,18"DEEP | 577 | 519.3 | [8 empty] | 656747112676 | Y | 25 | https://assetserver.net/_assets/middle atlantic/1000/cfr1118.jpg |  | https://assetserver.net/_assets/_prop65/shortform cancerandreprod_midat.jpg | US-United States | Mounts & Racks | Racks |  |  | 0 | [5 empty] | 21.250 x 21.000 x 22.500 | CFR-11-18</b> <br />CFR series low profile design maximizes usable rackspace in entertainment systems, cabinets and similar spaces. Strong, welded steel frame construction allows for pre-loading equipment and transportation to the installation site.
Racks | Middle Atlantic | CFR-11-20 | 11 SPACE,CABINET FRAME RACK,20"DEEP | 639 | 575.1 | [8 empty] | 656747268373 | Y | 24 | https://assetserver.net/_assets/middle atlantic/1000/cfr1120.jpg |  | https://assetserver.net/_assets/_prop65/shortform cancerandreprod_midat.jpg | US | Mounts & Racks | Racks |  |  | 0 | Form Factor: Floor Standing | Product Color: Black Powder Coat | Product Material: Steel | Maximum Weight Capacity: 250 lb | Height: 20.2" | 25.875 x 22.000 x 19.750 | <p>CFR series low profile design maximizes usable rackspace in entertainment systems, cabinets and similar spaces. Strong, welded steel frame construction allows for pre-loading equipment and transportation to the installation site.</p>
Racks | Middle Atlantic | CFR-11-23 | 11 SPACE,CABINET FRAME RACK,23"DEEP | 717 | 645.3 | [8 empty] | 656747268380 | Y | 24 | https://assetserver.net/_assets/middle atlantic/1000/cfr1123.jpg |  | https://assetserver.net/_assets/_prop65/shortform cancerandreprod_midat.jpg | US-United States | Mounts & Racks | Racks |  |  | 0 | Form Factor: Floor Standing | Product Color: Black Powder Coat | Product Material: Steel | Maximum Weight Capacity: 250 lb | Height: 20.2" | 25.875 x 22.000 x 19.750 | <p>CFR series low profile design maximizes usable rackspace in entertainment systems, cabinets and similar spaces. Strong, welded steel frame construction allows for pre-loading equipment and transportation to the installation site.</p>
Racks | Middle Atlantic | CFR-12-16 | 12 SPACE,CABINET FRAME RACK,16"DEEP | 538 | 484.2 | [8 empty] | 656747112683 | Y | 25.2 | https://assetserver.net/_assets/middle atlantic/1000/cfr1216.jpg |  | https://assetserver.net/_assets/_prop65/shortform cancerandreprod_midat.jpg | US-United States | Mounts & Racks | Racks |  |  | 0 | Features: Cable Management | Form Factor: Rack-mountable | Product Color: Black Powder Coat | Product Material: Steel | Maximum Weight Capacity: 250 lb | 22.000 x 21.000 x 24.500 | CFR-12-16</b> <br />CFR series low profile design maximizes usable rackspace in entertainment systems, cabinets and similar spaces. Strong, welded steel frame construction allows for pre-loading equipment and transportation to the installation site.
Racks | Middle Atlantic | CFR-12-18 | 12 SPACE,CABNET FRAME RACK,18"DEEP | 577 | 519.3 | [8 empty] | 656747112690 | Y | 24.7 | https://assetserver.net/_assets/middle atlantic/1000/cfr1218.jpg |  | https://assetserver.net/_assets/_prop65/shortform cancerandreprod_midat.jpg | US-United States | Mounts & Racks | Racks |  |  | 0 | [5 empty] | 21.500 x 20.000 x 24.000 | CFR-12-18</b> <br />CFR series low profile design maximizes usable rackspace in entertainment systems, cabinets and similar spaces. Strong, welded steel frame construction allows for pre-loading equipment and transportation to the installation site.
Racks | Middle Atlantic | CFR-12-20 | 12 SPACE,CABINET FRAME RACK,20"DEEP | 639 | 575.1 | [8 empty] | 656747206115 | Y | 24.6 | https://assetserver.net/_assets/middle atlantic/1000/cfr1220.jpg |  | https://assetserver.net/_assets/_prop65/shortform cancerandreprod_midat.jpg | US-United States | Mounts & Racks | Racks |  |  | 0 | Form Factor: Floor Standing | Product Color: Black Powder Coat | Product Material: Steel | Maximum Weight Capacity: 250 lb | Height: 21.9" | 25.000 x 22.000 x 24.000 | <p>CFR series low profile design maximizes usable rackspace in entertainment systems, cabinets and similar spaces. Strong, welded steel frame construction allows for pre-loading equipment and transportation to the installation site.</p>
Racks | Middle Atlantic | CFR-12-23 | 12 SPACE,CABINET FRAME RACK,23"DEEP | 717 | 645.3 | [8 empty] | 656747268397 | Y | 24.8 | https://assetserver.net/_assets/middle atlantic/1000/cfr1223.jpg |  | https://assetserver.net/_assets/_prop65/shortform cancerandreprod_midat.jpg | US | Mounts & Racks | Racks |  |  | 0 | Product Color: Black Powder Coat | Product Material: Steel | Maximum Weight Capacity: 250 lb | Height: 21.9" | Width: 19.3" | 25.875 x 22.000 x 19.750 | <p>CFR series low profile design maximizes usable rackspace in entertainment systems, cabinets and similar spaces. Strong, welded steel frame construction allows for pre-loading equipment and transportation to the installation site.</p>
Racks | Middle Atlantic | CFR-13-16 | 13 SPACE,CABINET FRAME RACK,16"DEEP | 538 | 484.2 | [8 empty] | 656747112706 | Y | 25.3 | https://assetserver.net/_assets/middle atlantic/1000/cfr1316.jpg |  | https://assetserver.net/_assets/_prop65/shortform cancerandreprod_midat.jpg | US-United States | Mounts & Racks | Racks |  |  | 0 | Form Factor: Rack-mountable | Product Color: Black Powder Coat | Product Material: Steel | Height: 23.7" | Width: 19.3" | 21.250 x 20.000 x 25.750 | CFR-13-16</b><br /> CFR series low profile design maximizes usable rackspace in entertainment systems, cabinets and similar spaces. Strong, welded steel frame construction allows for pre-loading equipment and transportation to the installation site.
Racks | Middle Atlantic | CFR-13-18 | 13 SPACE,CABINET FRAME RACK,18"DEEP | 577 | 519.3 | [8 empty] | 656747112713 | Y | 24 | https://assetserver.net/_assets/middle atlantic/1000/cfr1318.jpg |  | https://assetserver.net/_assets/_prop65/shortform cancerandreprod_midat.jpg | US | Mounts & Racks | Racks |  |  | 0 | [5 empty] | 26.000 x 20.000 x 22.000 | CFR-13-18</b><br /> CFR series low profile design maximizes usable rackspace in entertainment systems, cabinets and similar spaces. Strong, welded steel frame construction allows for pre-loading equipment and transportation to the installation site.
Racks | Middle Atlantic | CFR-13-20 | 13 SPACE,CABINET FRAME RACK,20"DEEP | 639 | 575.1 | [8 empty] | 656747268403 | Y | 25.3 | https://assetserver.net/_assets/middle atlantic/1000/cfr1320.jpg |  | https://assetserver.net/_assets/_prop65/shortform cancerandreprod_midat.jpg | US-United States | Mounts & Racks | Racks |  |  | 0 | Form Factor: Floor Standing | Product Color: Black Powder Coat | Product Material: Steel | Maximum Weight Capacity: 250 lb | Height: 23.7" | 25.875 x 22.000 x 19.750 | <p>CFR series low profile design maximizes usable rackspace in entertainment systems, cabinets and similar spaces. Strong, welded steel frame construction allows for pre-loading equipment and transportation to the installation site.</p>
Racks | Middle Atlantic | CFR-13-23 | 13 SPACE,CABINET FRAME RACK,23"DEEP | 717 | 645.3 | [8 empty] | 656747268410 | Y | 25.3 | https://assetserver.net/_assets/middle atlantic/1000/cfr1323.jpg |  | https://assetserver.net/_assets/_prop65/shortform cancerandreprod_midat.jpg | US | Mounts & Racks | Racks |  |  | 0 | Form Factor: Floor Standing | Product Color: Black Powder Coat | Product Material: Steel | Maximum Weight Capacity: 250 lb | Height: 23.7" | 25.875 x 22.000 x 19.750 | <p>CFR series low profile design maximizes usable rackspace in entertainment systems, cabinets and similar spaces. Strong, welded steel frame construction allows for pre-loading equipment and transportation to the installation site.</p>
Racks | Middle Atlantic | CFR-14-16 | 14 SPACE,CABINET FRAME RACK,16"DEEP | 538 | 484.2 | [8 empty] | 656747112720 | Y | 24 |  |  | https://assetserver.net/_assets/_prop65/shortform cancerandreprod_midat.jpg | US-United States | Mounts & Racks | Racks |  |  | 0 | Product Color: Black | Maximum Weight Capacity: 250 lb | Height: 23.7" | Width: 19.3" | Depth: 16" | 26.000 x 21.000 x 21.000 | CFR series low profile design maximizes usable rackspace in entertainment systems, cabinets and similar spaces. Strong, welded steel frame construction allows for pre-loading equipment and transportation to the installation site. 14RU & 16in (406mm) depth. Includes two front-to-rear lacing bars for cable dressing. Uprights feature offset cable tie areas.
Racks | Middle Atlantic | CFR-14-18 | 14 SPACE,CABINET FRAME RACK,18"DEEP | 577 | 519.3 | 2 |  |  | 2 |  |  |  |  | 656747112737 | Y | 27.1 | https://assetserver.net/_assets/middle atlantic/1000/cfr1418.jpg |  | https://assetserver.net/_assets/_prop65/shortform cancerandreprod_midat.jpg | US-United States | Mounts & Racks | Racks |  |  | 0 | Features: Cable Management | Product Color: Black Powder Coat | Product Material: Steel | Maximum Weight Capacity: 250 lb | Height: 25.4" | 21.500 x 20.250 x 27.000 | </b> CFR-14-18</b> <br />CFR series low profile design maximizes usable rackspace in entertainment systems, cabinets and similar spaces. Strong, welded steel frame construction allows for pre-loading equipment and transportation to the installation site.
Racks | Middle Atlantic | CFR-14-20 | 14 SPACE,CABINET FRAME RACK,20"DEEP | 639 | 575.1 | [8 empty] | 656747215834 | Y | 26 | https://assetserver.net/_assets/middle atlantic/1000/cfr1420.jpg |  | https://assetserver.net/_assets/_prop65/shortform cancerandreprod_midat.jpg | US | Mounts & Racks | Racks |  |  | 0 | Form Factor: Floor Standing | Product Color: Black Powder Coat | Product Material: Steel | Maximum Weight Capacity: 250 lb | Height: 25.4" | 25.875 x 22.000 x 19.750 | <p>CFR series low profile design maximizes usable rackspace in entertainment systems, cabinets and similar spaces. Strong, welded steel frame construction allows for pre-loading equipment and transportation to the installation site.</p>
Racks | Middle Atlantic | CFR-14-23 | 14 SPACE,CABINET FRAME RACK,23"DEEP | 717 | 645.3 | [8 empty] | 656747268427 | Y | 26 | https://assetserver.net/_assets/middle atlantic/1000/cfr1423.jpg |  | https://assetserver.net/_assets/_prop65/shortform cancerandreprod_midat.jpg | US-United States | Mounts & Racks | Racks |  |  | 0 | Form Factor: Floor Standing | Product Color: Black Powder Coat | Product Material: Steel | Maximum Weight Capacity: 250 lb | Height: 25.4" | 25.000 x 22.000 x 28.000 | <p>CFR series low profile design maximizes usable rackspace in entertainment systems, cabinets and similar spaces. Strong, welded steel frame construction allows for pre-loading equipment and transportation to the installation site.</p>
Racks | Middle Atlantic | CFR-15-16 | 15 SPACE,CABINET FRAME RACK,16"DEEP | 538 | 484.2 | [8 empty] | 656747268434 | Y | 26.7 | https://assetserver.net/_assets/middle atlantic/1000/cfr1516.jpg |  | https://assetserver.net/_assets/_prop65/shortform cancerandreprod_midat.jpg | US | Mounts & Racks | Racks |  |  | 0 | Form Factor: Floor Standing | Product Color: Black Powder Coat | Product Material: Steel | Maximum Weight Capacity: 250 lb | Height: 27.2" | 22.250 x 21.000 x 28.250 | <p>CFR series low profile design maximizes usable rackspace in entertainment systems, cabinets and similar spaces. Strong, welded steel frame construction allows for pre-loading equipment and transportation to the installation site.</p>
Racks | Middle Atlantic | CFR-15-18 | 15 SPACE,CABINET FRAME RACK,18"DEEP | 577 | 519.3 | [8 empty] | 656747202704 | Y | 28 | https://assetserver.net/_assets/middle atlantic/1000/cfr1518.jpg |  | https://assetserver.net/_assets/_prop65/shortform cancerandreprod_midat.jpg | US | Mounts & Racks | Racks |  |  | 0 | Form Factor: Floor Standing | Product Color: Black Powder Coat | Product Material: Steel | Maximum Weight Capacity: 250 lb | Height: 27.2" | 22.250 x 21.000 x 28.250 | <p>CFR series low profile design maximizes usable rackspace in entertainment systems, cabinets and similar spaces. Strong, welded steel frame construction allows for pre-loading equipment and transportation to the installation site.</p>
Racks | Middle Atlantic | CFR-15-20 | 15 SPACE,CABINET FRAME RACK,20"DEEP | 639 | 575.1 | [8 empty] | 656747268441 | Y | 26.7 | https://assetserver.net/_assets/middle atlantic/1000/cfr1520.jpg |  | https://assetserver.net/_assets/_prop65/shortform cancerandreprod_midat.jpg | US | Mounts & Racks | Racks |  |  | 0 | Form Factor: Floor Standing | Product Color: Black Powder Coat | Product Material: Steel | Maximum Weight Capacity: 250 lb | Height: 27.2" | 25.875 x 22.000 x 19.750 | <p>CFR series low profile design maximizes usable rackspace in entertainment systems, cabinets and similar spaces. Strong, welded steel frame construction allows for pre-loading equipment and transportation to the installation site.</p>
Racks | Middle Atlantic | CFR-15-23 | 15 SPACE,CABINET FRAME RACK,23"DEEP | 717 | 645.3 | [8 empty] | 656747268458 | Y | 26.7 | https://assetserver.net/_assets/middle atlantic/1000/cfr1523.jpg |  | https://assetserver.net/_assets/_prop65/shortform cancerandreprod_midat.jpg | US | Mounts & Racks | Racks |  |  | 0 | Form Factor: Floor Standing | Product Color: Black Powder Coat | Product Material: Steel | Maximum Weight Capacity: 250 lb | Height: 27.2" | 25.875 x 22.000 x 19.750 | <p>CFR series low profile design maximizes usable rackspace in entertainment systems, cabinets and similar spaces. Strong, welded steel frame construction allows for pre-loading equipment and transportation to the installation site.</p>
Racks | Middle Atlantic | CFR-16-16 | 16 SPACE,CABINET FRAME RACK,16"DEEP | 538 | 484.2 | [8 empty] | 656747253584 | Y | 26.7 | https://assetserver.net/_assets/middle atlantic/1000/cfr1616.jpg |  | https://assetserver.net/_assets/_prop65/shortform cancerandreprod_midat.jpg | US | Mounts & Racks | Racks |  |  | 0 | Form Factor: Floor Standing | Product Color: Black Powder Coat | Product Material: Steel | Maximum Weight Capacity: 250 lb | Height: 28.9" | 22.250 x 21.000 x 29.000 | <p>CFR series low profile design maximizes usable rackspace in entertainment systems, cabinets and similar spaces. Strong, welded steel frame construction allows for pre-loading equipment and transportation to the installation site.</p>
Racks | Middle Atlantic | CFR-16-18 | 16 SPACE,CABINET FRAME RACK,18"DEEP | 577 | 519.3 | [8 empty] | 656747127434 | Y | 29 | https://assetserver.net/_assets/middle atlantic/1000/cfr1618.jpg |  | https://assetserver.net/_assets/_prop65/shortform cancerandreprod_midat.jpg | US-United States | Mounts & Racks | Racks |  |  | 0 | Features: Adjustable Mounting Rails | Features: Cable Management | Form Factor: Floor Standing | Product Color: Black Powder Coat | Product Material: Steel | 21.500 x 20.500 x 30.500 | <p>CFR series low profile design maximizes usable rackspace in entertainment systems, cabinets and similar spaces. Strong, welded steel frame construction allows for pre-loading equipment and transportation to the installation site.</p>
Racks | Middle Atlantic | CFR-16-23 | 16 SPACE,CABINET FRAME RACK,23"DEEP | 717 | 645.3 | [8 empty] | 656747268465 | Y | 28 | https://assetserver.net/_assets/middle atlantic/1000/cfr1623.jpg |  | https://assetserver.net/_assets/_prop65/shortform cancerandreprod_midat.jpg | US-United States | Mounts & Racks | Racks |  |  | 0 | Form Factor: Floor Standing | Product Color: Black Powder Coat | Product Material: Steel | Maximum Weight Capacity: 250 lb | Height: 28.9" | 25.000 x 22.000 x 31.000 | <p>CFR series low profile design maximizes usable rackspace in entertainment systems, cabinets and similar spaces. Strong, welded steel frame construction allows for pre-loading equipment and transportation to the installation site.</p>
Racks | Middle Atlantic | CFR-8-16 | 8 SPACE,CABINET FRAME RACK,16"DEEP | 538 | 484.2 | [8 empty] | 656747112607 | Y | 18 | https://assetserver.net/_assets/middle atlantic/1000/cfr816.jpg |  | https://assetserver.net/_assets/_prop65/shortform cancerandreprod_midat.jpg | US-United States | Mounts & Racks | Racks |  |  | 0 | Features: Cable Management | Product Color: Black Powder Coat | Product Material: Steel | Maximum Weight Capacity: 250 lb | Height: 14.9" | 22.000 x 20.000 x 17.000 | </b>CFR-8-16 <br />CFR series low profile design maximizes usable rackspace in entertainment systems, cabinets and similar spaces. Strong, welded steel frame construction allows for pre-loading equipment and transportation to the installation site.
Racks | Middle Atlantic | CFR-8-18 | 8 SPACE,CABINET FRAME RACK,18"DEEP | 577 | 519.3 | [8 empty] | 656747112614 | Y | 21 | https://assetserver.net/_assets/middle atlantic/1000/cfr818.jpg |  | https://assetserver.net/_assets/_prop65/shortform cancerandreprod_midat.jpg | US-United States | Mounts & Racks | Racks |  |  | 0 | Product Color: Black Powder Coat | Product Material: Steel | Maximum Weight Capacity: 250 lb | Height: 14.9" | Width: 19.3" | 6.000 x 6.000 x 10.000 | CFR-8-18</b> <br />CFR series low profile design maximizes usable rackspace in entertainment systems, cabinets and similar spaces. Strong, welded steel frame construction allows for pre-loading equipment and transportation to the installation site.
Racks | Middle Atlantic | CFR-8-20 | 8 SPACE,CABINET FRAME RACK,20"DEEP | 639 | 575.1 | [8 empty] | 656747268311 | Y | 20.6 | https://assetserver.net/_assets/middle atlantic/1000/cfr820.jpg |  | https://assetserver.net/_assets/_prop65/shortform cancerandreprod_midat.jpg | MX | Mounts & Racks | Racks |  |  | 0 | Form Factor: Floor Standing | Product Color: Black Powder Coat | Product Material: Steel | Maximum Weight Capacity: 250 lb | Height: 14.9" | 25.250 x 21.500 x 17.000 | <p>CFR series low profile design maximizes usable rackspace in entertainment systems, cabinets and similar spaces. Strong, welded steel frame construction allows for pre-loading equipment and transportation to the installation site.</p>
Racks | Middle Atlantic | CFR-8-23 | 8 SPACE,CABINET FRAME RACK,23"DEEP | 717 | 645.3 | [8 empty] | 656747268328 | Y | 22 | https://assetserver.net/_assets/middle atlantic/1000/cfr823.jpg |  | https://assetserver.net/_assets/_prop65/shortform cancerandreprod_midat.jpg | US-United States | Mounts & Racks | Racks |  |  | 0 | Form Factor: Floor Standing | Product Color: Black Powder Coat | Product Material: Steel | Maximum Weight Capacity: 250 lb | Height: 14.9" | 25.250 x 21.500 x 17.000 | <p>CFR series low profile design maximizes usable rackspace in entertainment systems, cabinets and similar spaces. Strong, welded steel frame construction allows for pre-loading equipment and transportation to the installation site.</p>
Racks | Middle Atlantic | CFR-9-16 | 9 SPACE,CABINET FRAME RACK,16"DEEP | 538 | 484.2 | [8 empty] | 656747112621 | Y | 22.5 | https://assetserver.net/_assets/middle atlantic/1000/cfr916.jpg |  | https://assetserver.net/_assets/_prop65/shortform cancerandreprod_midat.jpg | US-United States | Mounts & Racks | Racks |  |  | 0 | Product Color: Black | Product Material: Steel | Maximum Weight Capacity: 250 lb | Height: 16.6" | Width: 19.3" | 22.000 x 20.000 x 19.000 | CFR series low profile design maximizes usable rackspace in entertainment systems, cabinets and similar spaces. Strong, welded steel frame construction allows for pre-loading equipment and transportation to the installation site.
Racks | Middle Atlantic | CFR-9-18 | 9 SPACE,CABINET FRAME RACK,18"DEEP | 577 | 519.3 | [8 empty] | 656747112638 | Y | 24 | https://assetserver.net/_assets/middle atlantic/1000/cfr918.jpg |  | https://assetserver.net/_assets/_prop65/shortform cancerandreprod_midat.jpg | US | Mounts & Racks | Racks |  |  | 0 | Features: Cable Management | Product Color: Black Powder Coat | Product Material: Steel | Maximum Weight Capacity: 250 lb | Height: 16.7" | 22.000 x 21.000 x 19.000 | CFR-9-18 CFR series low profile design maximizes usable rackspace in entertainment systems, cabinets and similar spaces. Strong, welded steel frame construction allows for pre-loading equipment and transportation to the installation site.
Racks | Middle Atlantic | CFR-9-20 | 9 SPACE,CABINET FRAME RACK,20"DEEP | 639 | 575.1 | [8 empty] | 656747268335 | Y | 22.6 | https://assetserver.net/_assets/middle atlantic/1000/cfr920.jpg |  | https://assetserver.net/_assets/_prop65/shortform cancerandreprod_midat.jpg | US-United States | Mounts & Racks | Racks |  |  | 0 | Form Factor: Floor Standing | Product Color: Black Powder Coat | Product Material: Steel | Maximum Weight Capacity: 250 lb | Height: 18.4" | 25.875 x 22.000 x 18.000 | <p>CFR series low profile design maximizes usable rackspace in entertainment systems, cabinets and similar spaces. Strong, welded steel frame construction allows for pre-loading equipment and transportation to the installation site.</p>
Racks | Middle Atlantic | CFR-9-23 | 9 SPACE,CABINET FRAME RACK,23"DEEP | 717 | 645.3 | [8 empty] | 656747268342 | Y | 22.6 | https://assetserver.net/_assets/middle atlantic/1000/cfr923.jpg |  | https://assetserver.net/_assets/_prop65/shortform cancerandreprod_midat.jpg | US-United States | Mounts & Racks | Racks |  |  | 0 | Form Factor: Floor Standing | Product Color: Black Powder Coat | Product Material: Steel | Maximum Weight Capacity: 250 lb | Height: 16.7" | 25.875 x 22.000 x 18.000 | <p>CFR series low profile design maximizes usable rackspace in entertainment systems, cabinets and similar spaces. Strong, welded steel frame construction allows for pre-loading equipment and transportation to the installation site.</p>
Racks | Middle Atlantic | CH1 | 1SP CHASSIS 10DP-ANODIZED | 196 | 176.4 | [8 empty] | 656747003592 | Y | 7.55 |  |  | https://assetserver.net/_assets/_prop65/shortform cancerandreprod_midat.jpg | US-United States | Mounts & Racks | Racks |  |  | 0 | Form Factor: Rack-mountable | Product Color: Brushed Black | Product Material: Steel | Product Material: Aluminum | Height: 1.8" | 21.000 x 14.000 x 3.000 | <p>With its aesthetically-balanced, screwless flush-mounted faceplate, our CH Chassis features a 16-gauge all-steel body finished in a black powder coat. Front and rear panels are made from aluminum for easy machining. The front faceplate additionally features a black brushed and anodized finish, while the rear faceplate is finished in a black powder coat.</p> <ul> <li>Rackmount chassis are ready to professionally house your custom work</li> <li>Robust steel body</li> <li>Aluminum front and rear panels (front is black brushed and anodized)</li> <li>Disassembles easily for machining and interior access</li> </ul>
Racks | Middle Atlantic | CH2 | 2SP CHASSIS 10DP-ANODIZED | 220 | 198 | [8 empty] | 656747003608 | Y | 8.95 |  |  | https://assetserver.net/_assets/_prop65/shortform cancerandreprod_midat.jpg | US-United States | Mounts & Racks | Racks |  |  | 0 | Form Factor: Rack-mountable | Product Color: Brushed Black | Product Material: Steel | Height: 3.5" | Width: 19" | 21.000 x 18.000 x 4.000 | <p>With its aesthetically-balanced, screwless flush-mounted faceplate, our CH Chassis features a 16-gauge all-steel body finished in a black powder coat. Front and rear panels are made from aluminum for easy machining. The front faceplate additionally features a black brushed and anodized finish, while the rear faceplate is finished in a black powder coat.</p> <ul> <li>Rackmount chassis are ready to professionally house your custom work</li> <li>Robust steel body</li> <li>Aluminum front and rear panels (front is black brushed and anodized)</li> <li>Disassembles easily for machining and interior access</li> </ul>
Racks | Middle Atlantic | CH3 | 3SP CHASSIS 10DP-ANODIZED | 243 | 218.7 | [8 empty] | 656747003615 | Y | 10.85 |  |  | https://assetserver.net/_assets/_prop65/shortform cancerandreprod_midat.jpg | US-United States | Mounts & Racks | Racks |  |  | 0 | Form Factor: Rack-mountable | Product Color: Brushed Black | Product Material: Steel | Product Material: Aluminum | Height: 5.3" | 22.000 x 13.000 x 7.000 | <p>With its aesthetically-balanced, screwless flush-mounted faceplate, our CH Chassis features a 16-gauge all-steel body finished in a black powder coat. Front and rear panels are made from aluminum for easy machining. The front faceplate additionally features a black brushed and anodized finish, while the rear faceplate is finished in a black powder coat.</p> <ul> <li>Rackmount chassis are ready to professionally house your custom work</li> <li>Robust steel body</li> <li>Aluminum front and rear panels (front is black brushed and anodized)</li> <li>Disassembles easily for machining and interior access</li> </ul>
Racks | Middle Atlantic | CK-45 | CENTER CABLE ORGAN. 45SP BLK | 557 | 501.3 | [8 empty] | 656747003622 | Y | 30.6 |  |  | https://assetserver.net/_assets/_prop65/shortform cancerandreprod_midat.jpg | US-United States | Mounts & Racks | Racks |  |  | 0 | Cable Manager Type: Cable Organizer | Product Color: Black | Product Material: Steel | Rack Height: 45U | Height: 84" | 87.000 x 10.000 x 7.000 | <p>Between racks. Each three-piece system includes a beveled-corner front vertical channel,</p> <ul> <li>Center organizer fits between racks</li> <li>Fits select 45 space open frame racks (RL, MK, R2, RLA, R4)</li> <li>Provides generous cable routing space</li> <li>Rugged steel construction, with optional covers</li> </ul>
Racks | Middle Atlantic | CK-45C | PR CABLE ORGANIZER COVER, BLK | 165 | 148.5 | [8 empty] | 656747003639 | Y | 9.85 |  |  | https://assetserver.net/_assets/_prop65/shortform cancerandreprod_midat.jpg | US-United States | Mounts & Racks | Racks |  |  | 0 | Cable Manager Type: Cable Organizer | Product Color: Black | Width: 6" | Depth: 9" | Compatibility: <b>Middle Atlantic 45 Space Open Frane Racks:</b><br><ul><li>RL Series</li><li>MK Series</li><li>R2 Series</li><li>RLA Series</li><li>R4 Series</li></ul> | 48.000 x 6.250 x 4.250
Racks | Middle Atlantic | CK-45E | END CABLE ORGANIZER 45SP BLK | 557 | 501.3 | [8 empty] | 656747003646 | Y | 37.5 |  |  | https://assetserver.net/_assets/_prop65/shortform cancerandreprod_midat.jpg | US-United States | Mounts & Racks | Racks |  |  | 0 | Cable Manager Type: Cable Organizer | Product Color: Black | Product Material: Steel | Rack Height: 45U | Height: 84" | 95.500 x 10.000 x 6.500 | CK-45E Custom size and width chases are also available - please call for details. Finished in a
Racks | Middle Atlantic | CLAW | WALLMNT CABLE HANGER W/TRAYS | 40 | 36 | [8 empty] | 656747003783 | Y | 1.5 |  |  | https://assetserver.net/_assets/_prop65/shortform cancerandreprod_midat.jpg | US | Mounts & Racks | Racks |  |  | 0 | Cable Manager Type: Cable Claw | Product Color: Black Powder Coat | Product Material: Steel | Height: 46" | Length: 16" | 14.000 x 3.500 x 1.250 | <p>The unique dual-size "claw" configuration of this versatile wall mount cable hanger provides efficient storage for all cables large and small. Available with side trays for holding small items, or without side trays for increased storage density. Black powder coat finish.</p> <ul> <li>Convenient wall storage of connection cables</li> <li>Side trays hold small items</li> <li>Sturdy steel construction</li> </ul>
Racks | Middle Atlantic | CLAW14 | 14"WALLMOUNT CABLE HANGER W/O TRAYS | 40 | 36 | [8 empty] | 656747079108 | Y | 1 | https://assetserver.net/_assets/middle atlantic/1000/claw14.jpg |  | https://assetserver.net/_assets/_prop65/shortform cancerandreprod_midat.jpg | US | Mounts & Racks | Racks |  |  | 0 | Cable Manager Type: Cable Manager | Product Color: Black | Width: 14" | Depth: 3.50" | Limited Warranty: Lifetime | 16.000 x 3.500 x 2.000 | The unique dual-size “claw” configuration of this versatile wall mount cable hanger provides efficient storage for all cables large and small. Available with side trays for holding small items, or without side trays for increased storage density. Black powder coat finish.
Racks | Middle Atlantic | CLB-10 | CABLE LADDER,10'X12,BLK,1PC | 246 | 221.4 | [8 empty] | 656747036972 | N | 26.4 |  |  | https://assetserver.net/_assets/_prop65/shortform cancerandreprod_midat.jpg | US | Mounts & Racks | Racks |  |  | 0 | Cable Manager Type: Cable Ladder | Product Color: Black | Width: 12" | Length: 10 ft | Limited Warranty: Lifetime | 121.000 x 13.000 x 3.000 | The Middle Atlantic CLB-10 offers a reliable solution for cable management with its sturdy ladder design. Each ladder section comes individually boxed with handles for effortless transport, ensuring convenience during installation. Compatible with most popular ladder brands and accessories, the CLB-10 seamlessly integrates into various setups, providing versatile cable management solutions for both new and existing installations. Crafted for durability, this cable ladder features a highly scratch-resistant black finish, maintaining its professional appearance even in demanding environments. Whether you're organizing cables in a data center, server room, or industrial setting, the Middle Atlantic CLB-10 delivers robust cable management support, ensuring tidy and efficient routing of cables while withstanding the rigors of daily use.
Racks | Middle Atlantic | CLB-10-12 | CABLE LADDER,10'X12,BLK,12PCS | 2745 | 2470.5 | [8 empty] | 656747040375 | N | 320 |  |  | https://assetserver.net/_assets/_prop65/shortform cancerandreprod_midat.jpg | US | Mounts & Racks | Racks |  |  | 0 | Cable Manager Type: Cable Ladder | Product Color: Black | Width: 12" | Length: 10 ft | Limited Warranty: Lifetime | 123.000 x 42.000 x 20.000
Racks | Middle Atlantic | CLB-10-W18 | CABLE LADDER,10'X18",BLK,1PC | 292 | 262.8 | [8 empty] | 656747114731 | N | 30 |  |  | https://assetserver.net/_assets/_prop65/shortform cancerandreprod_midat.jpg | US | Mounts & Racks | Racks |  |  | 0 | Ladder sections individually boxed with handles for easy transport | Compatible with most popular ladder brands and accessories | Works on both new and existing installations | Highly durable, scratch resistant black finish |  | 122.300 x 18.300 x 2.300 | <p>Single piece 10' long straight cable ladder sections shall be Middle Atlantic Products model # CLB-10-W18. Ladder sections shall be 119" long x 18" wide x 1.5" thick, rungs shall be 1" x .5" x 17.25" tube. Ladder section shall have 10 rungs on 12" centers. Ladder shall be constructed of ASTM A570 structural steel finished in a durable black powder coat. Each CLB series ladder section shall be individually boxed with handles. CLB Series cable ladder shall have up to 187 lb. weight capacity per foot based on a 4 ft. support span. Cable ladder shall be classified by UL in the US and Canada. Cable ladder shall be GREENGUARD Gold Certified. Cable ladder shall comply with the requirements of RoHS EU Directive 2002/95/EC. Cable ladder shall be manufactured by an ISO 9001 and ISO 14001 Registered Company. Cable ladder shall be warrantied to be free from defects in material and workmanship under normal use and conditions for the lifetime of the product.</p>
Racks | Middle Atlantic | CLB-10-W24 | CABLE LADDER,10'X24",BLK,1PC | 328 | 295.2 | [8 empty] | 656747114748 | Y | 34.4 |  |  | https://assetserver.net/_assets/_prop65/shortform cancerandreprod_midat.jpg | US-United States | Mounts & Racks | Racks |  |  | 0 | Ladder sections individually boxed with handles for easy transport | Compatible with most popular ladder brands and accessories | Works on both new and existing installations | Highly durable, scratch resistant black finish |  | 122.300 x 24.300 x 2.300 | <p>Single piece 10' long straight cable ladder sections shall be Middle Atlantic Products model # CLB-10-W24 Ladder sections shall be 119" long x 24" wide x 1.5" thick, rungs shall be 1" x .5" x 23.25" tube. Ladder section shall have 10 rungs on 12" centers. Ladder shall be constructed of ASTM A570 structural steel finished in a durable black powder coat. Each CLB series ladder section shall be individually boxed with handles. CLB Series cable ladder shall have up to 187 lb. weight capacity per foot based on a 4 ft. support span. Cable ladder shall be classified by UL in the US and Canada. Cable ladder shall be GREENGUARD Gold Certified. Cable ladder shall comply with the requirements of RoHS EU Directive 2002/95/EC. Cable ladder shall be manufactured by an ISO 9001 and ISO 14001 Registered Company. Cable ladder shall be warrantied to be free from defects in material and workmanship under normal use and conditions for the lifetime of the product.</p>
Racks | Middle Atlantic | CLB-6 | CABLE LADDER,6'X12,BLK,1PC | 152 | 136.8 | [8 empty] | 656747037122 | Y | 16 | https://assetserver.net/_assets/middle atlantic/1000/clb6.jpg |  | https://assetserver.net/_assets/_prop65/shortform cancerandreprod_midat.jpg | US | Mounts & Racks | Racks |  |  | 0 | Works on both new and existing installations | Highly durable, scratch resistant black finish |  |  |  | 73.500 x 13.500 x 3.000 | Strong welded sections, individually boxed
Racks | Middle Atlantic | CLB-6-12 | CABLE LADDER,6'X12,BLK,12PCS | 1717 | 1545.3 | [8 empty] | 656747040344 | Y | 240 | https://assetserver.net/_assets/middle atlantic/1000/clb612.jpg |  | https://assetserver.net/_assets/_prop65/shortform cancerandreprod_midat.jpg | US-United States | Mounts & Racks | Racks |  |  | 0 | Ladder sections individually boxed with handles for easy transport | Compatible with most popular ladder brands and accessories | Works on both new and existing installations | Highly durable, scratch resistant black finish | Sold in packs of 12 pieces |  | Strong welded sections, individually boxed
Racks | Middle Atlantic | CLB-6-W18 | CABLE LADDER,6'X18',BLK,1PC | 217 | 195.3 | [8 empty] | 656747114717 | Y | 0.3 |  |  | https://assetserver.net/_assets/_prop65/shortform cancerandreprod_midat.jpg | US | Mounts & Racks | Racks |  |  | 0 | Cable Manager Type: Cable Ladder | Width: 18" | Environmentally Friendly: Yes | Environmental Certification: GREENGUARD | Country of Origin: United States | 73.300 x 18.300 x 2.300
Racks | Middle Atlantic | CLB-6-W24 | CABLE LADDER,6'X24',BLK,1PC | 252 | 226.8 | [8 empty] | 656747114724 | Y | 21.4 |  |  | https://assetserver.net/_assets/_prop65/shortform cancerandreprod_midat.jpg | US | Mounts & Racks | Racks |  |  | 0 | Cable Manager Type: Cable Ladder | Minimum Loop Tensile Strength: 187 lb | Product Color: Black Powder Coat | Product Material: Steel | Width: 24" | 73.300 x 24.300 x 2.300 | <p>Single piece 6' long straight cable ladder sections shall be Middle Atlantic Products model # CLB-6-W24 Ladder sections shall be 71" long x 24" wide x 1.5" thick, rungs shall be 1" x .5" x 23.25" tube. Ladder section shall have 6 rungs on 12" centers. Ladder shall be constructed of ASTM A570 structural steel finished in a durable black powder coat. Each CLB series ladder section shall be individually boxed with handles. CLB Series cable ladder shall have up to 187 lb. weight capacity per foot based on a 4 ft. support span. Cable ladder shall be classified by UL in the US and Canada. Cable ladder shall be GREENGUARD Gold Certified. Cable ladder shall comply with the requirements of RoHS EU Directive 2002/95/EC. Cable ladder shall be manufactured by an ISO 9001 and ISO 14001 Registered Company. Cable ladder shall be warrantied to be free from defects in material and workmanship under normal use and conditions for the lifetime of the product.</p>
Racks | Middle Atlantic | CLB-90HB | 90 HORIZ BEND,BLK,1PC | 270 | 243 | [8 empty] | 656747036989 | Y | 9.5 |  |  | https://assetserver.net/_assets/_prop65/shortform cancerandreprod_midat.jpg | CN-China | Mounts & Racks | Racks |  |  | 0 | Cable Manager Type: Cable Ladder | Product Color: Black | Panel Width: 12" | Width: 12" | Limited Warranty: Lifetime | 40.000 x 19.000 x 3.000 | The Middle Atlantic CLB-90HB is a durable, high-quality ladder section designed for easy installation and transport. Constructed with strong welded sections, it offers robust performance for cable management in both new and existing setups. Each ladder section is individually boxed with handles, making it convenient for handling and transporting to job sites. Compatible with most popular ladder brands and accessories, the CLB-90HB ensures versatility and flexibility in your cable management system. It features a highly durable, scratch-resistant black finish, adding a professional appearance while standing up to wear and tear. Ideal for commercial, residential, or industrial applications, this ladder section provides an effective, long-lasting solution for organizing and supporting cables.
Racks | Middle Atlantic | CLB-90HB-W18 | 90 HORIZ BEND,18",BLK,1PC | 320 | 288 | [8 empty] | 656747114793 | Y | 8.5 |  |  | https://assetserver.net/_assets/_prop65/shortform cancerandreprod_midat.jpg | CN | Mounts & Racks | Racks |  |  | 0 | Ladder sections individually boxed with handles for easy transport | Compatible with most popular ladder brands and accessories | Works on both new and existing installations | Highly durable, scratch resistant black finish |  | 60.000 x 27.000 x 3.200
Racks | Middle Atlantic | CLB-90HB-W24 | 90 HORIZ BEND,24",BLK,1PC | 330 | 297 | [8 empty] | 656747114809 | Y | 10 |  |  | https://assetserver.net/_assets/_prop65/shortform cancerandreprod_midat.jpg | CN-China | Mounts & Racks | Racks |  |  | 0 | Ladder sections individually boxed with handles for easy transport | Compatible with most popular ladder brands and accessories | Works on both new and existing installations | Highly durable, scratch resistant black finish |  | 69.000 x 33.500 x 3.200
Racks | Middle Atlantic | CLB-CSB | LADDER CENTER BRKT,BLK,1PC | 74 | 66.6 | [8 empty] | 656747037016 | Y | 5.5 | https://assetserver.net/_assets/middle atlantic/1000/clbcsb.jpg |  | https://assetserver.net/_assets/_prop65/shortform cancerandreprod_midat.jpg | CN-China | Mounts & Racks | Racks |  |  | 0 | Width: 12" | Compatibility: <p>Cable Ladder</p> | Limited Warranty: Lifetime |  |  | 21.000 x 18.000 x 4.000 | Steel construction, black finish
Racks | Middle Atlantic | CLB-CSB-6 | LADDER CENTER BRKT,BLK,6PCS | 383 | 344.7 | [8 empty] | 656747040412 | Y | 33 | https://assetserver.net/_assets/middle atlantic/1000/clbcsb6.jpg |  | https://assetserver.net/_assets/_prop65/shortform cancerandreprod_midat.jpg | US-United States | Mounts & Racks | Racks |  |  | 0 | Product Color: Black | Product Material: Steel | Width: 12" | Compatibility: <p>Middle Atlantic CL Series Ladder</p> | Limited Warranty: Lifetime | 21.000 x 18.000 x 16.000 | Steel construction, black finish
Racks | Middle Atlantic | CLB-CSB-W18 | LADDER CENTER BRACKET,18",BLK,1PC | 152 | 136.8 | [8 empty] | 656747114847 | Y | 5 |  |  | https://assetserver.net/_assets/_prop65/shortform cancerandreprod_midat.jpg | US | Mounts & Racks | Racks |  |  | 0 | Device Supported: Cable Ladder | Features: Scratch Resistant | Product Color: Black | Width: 18" | Compatibility: Middle Atlantic CL Series Cable Ladders | 19.800 x 3.300 x 13.800 | Steel construction, black finish
Racks | Middle Atlantic | CLB-CSB-W24 | LADDER CENTER BRACKET,24",BLK,1PC | 197 | 177.3 | [8 empty] | 656747114854 | Y | 7 |  |  | https://assetserver.net/_assets/_prop65/shortform cancerandreprod_midat.jpg | US-United States | Mounts & Racks | Racks |  |  | 0 | Device Supported: Cable Ladder | Features: Scratch Resistant | Product Color: Black | Width: 24" | Compatibility: Middle Atlantic CL Series Cable Ladders | 25.800 x 3.300 x 13.800 | Steel construction, black finish
Racks | Middle Atlantic | CLB-TSB | TRIANGLE WALL BRKT,BLK,1PC | 99 | 89.1 | [8 empty] | 656747037009 | Y | 4.2 | https://assetserver.net/_assets/middle atlantic/1000/clbtsb.jpg |  | https://assetserver.net/_assets/_prop65/shortform cancerandreprod_midat.jpg | CN | Mounts & Racks | Racks |  |  | 0 | Compatible with most popular ladder brands and accessories | Works on both new and existing installations |  |  |  | 21.000 x 18.000 x 4.000 | Steel construction, black finish
Racks | Middle Atlantic | CLB-TSB-6 | TRIANGLE WALL BRKT,BLK,6PCS | 525 | 472.5 | [8 empty] | 656747040405 | Y | 50 | https://assetserver.net/_assets/middle atlantic/1000/clbtsb6.jpg |  | https://assetserver.net/_assets/_prop65/shortform cancerandreprod_midat.jpg | US | Mounts & Racks | Racks |  |  | 0 | Compatible with most popular ladder brands and accessories | Works on both new and existing installations |  |  |  | 21.000 x 18.000 x 16.000 | Steel construction, black finish
Racks | Middle Atlantic | CLB-TSB-W18 | TRIANGLE WALL BRACKET,12",15",18",BLK,1PC | 132 | 118.8 | [8 empty] | 656747115240 | Y | 9.9 |  |  | https://assetserver.net/_assets/_prop65/shortform cancerandreprod_midat.jpg | US-United States | Mounts & Racks | Racks |  |  | 0 | Device Supported: Cable Ladder | Features: Scratch Resistant | Product Color: Black | Width: 18" | Compatibility: Middle Atlantic CL Series Cable Ladders | 20.500 x 21.000 x 2.500 | Steel construction, black finish
Racks | Middle Atlantic | CLB-TSB-W24 | TRIANGLE WALL BRACKET,24",BLK,1PC | 161 | 144.9 | [8 empty] | 656747114830 | Y | 10.5 |  |  | https://assetserver.net/_assets/_prop65/shortform cancerandreprod_midat.jpg | US-United States | Mounts & Racks | Racks |  |  | 0 | Device Supported: Cable Ladder | Features: Scratch Resistant | Product Color: Black | Width: 24" | Compatibility: Middle Atlantic CL Series Cable Ladders | 26.500 x 21.000 x 2.500 | Steel construction, black finish
Racks | Middle Atlantic | CLB-VI90 | 90 VERT INSIDE BEND,BLK,1PC | 222 | 199.8 | [8 empty] | 656747036996 | Y | 9.5 | https://assetserver.net/_assets/middle atlantic/1000/clbvi90.jpg |  | https://assetserver.net/_assets/_prop65/shortform cancerandreprod_midat.jpg | CN-China | Mounts & Racks | Racks |  |  | 0 | [5 empty] | 24.000 x 14.000 x 8.000 | <b>CLB-VI90 / CLB-VO90</b><p>90 degree vertical ______(inside, outside) bend cable ladder sections shall be Middle Atlantic Products model # CLB-__(VI, VO)90-__. Ladder sections shall be __ (12", 18", 24") wide x 15.5" long x 1.5" thick, rungs shall be 1" x .5" x 11.25". Ladder bend section shall have 4 rungs on ___(4.8", 5.3") centers. Bend section shall be constructed of ASTM A570 structural steel finished in a durable black powder coat. Each CLB series ladder section shall be individually boxed. CLB-V190 / CLB-V090 shall have up to 187 lb. weight capacity per foot based on a 4 ft. support span. Cable ladder shall be RoHS EU Directive 2002 / 95 / EC compliant. Cable ladder shall be classified by UL in the US and Canada. Cable ladder shall be GREENGUARD Indoor Air Quality Certified for Children and Schools. Cable ladder shall be RoHS EU Directive 2002/95/EC Compliant. Cable ladder shall be manufactured by an ISO 9001 and ISO 14001 Registered Company. Cable ladder shall be warrantied to be free from defects in material and workmanship under normal use and conditions for the lifetime of the product.</p>
Racks | Middle Atlantic | CLB-VI90-W18 | 90 VERT INSIDE BEND,18",BLK,1PC | 281 | 252.9 | [8 empty] | 656747114755 | Y | 6 |  |  | https://assetserver.net/_assets/_prop65/shortform cancerandreprod_midat.jpg | CN-China | Mounts & Racks | Racks |  |  | 0 | Ladder sections individually boxed with handles for ease of transport | Ladder sections individually boxed with handles for ease of transport | Compatible with most popular brands and accessories of cable ladders | Compatible with most popular brands and accessories of cable ladders | Works on both new and existing installations | 23.500 x 19.500 x 8.000
Racks | Middle Atlantic | CLB-VI90-W24 | 90 VERT INSIDE BEND,24",BLK,1PC | 299 | 269.1 | [8 empty] | 656747114762 | Y | 7 |  |  | https://assetserver.net/_assets/_prop65/shortform cancerandreprod_midat.jpg | CN-China | Mounts & Racks | Racks |  |  | 0 | Ladder sections individually boxed with handles for easy transport | Compatible with most popular ladder brands and accessories | Works on both new and existing installations | Highly durable, scratch resistant black finish |  | 23.500 x 25.500 x 8.000
Racks | Middle Atlantic | CLB-VO90 | 90 VERT OUTSIDE BEND,BLK,1PC | 222 | 199.8 | [8 empty] | 656747037023 | Y | 9.5 |  |  | https://assetserver.net/_assets/_prop65/shortform cancerandreprod_midat.jpg | CN-China | Mounts & Racks | Racks |  |  | 0 | Cable Manager Type: Cable Ladder | Product Color: Black | Panel Width: 12" | Width: 12" | Limited Warranty: Lifetime | 24.000 x 14.000 x 8.000
Racks | Middle Atlantic | CLB-VO90-W18 | 90 VERT OUTSIDE BENT,18",BLK,1PC | 281 | 252.9 | [8 empty] | 656747114779 | Y | 6 |  |  | https://assetserver.net/_assets/_prop65/shortform cancerandreprod_midat.jpg | CN-China | Mounts & Racks | Racks |  |  | 0 | Ladder sections individually boxed with handles for easy transport | Compatible with most popular ladder brands and accessories | Works on both new and existing installations | Highly durable, scratch resistant black finish |  | 23.500 x 19.500 x 8.000
Racks | Middle Atlantic | CLB-VO90-W24 | 90 VERT OUTSIDE BEND,24",BLK,1PC | 299 | 269.1 | [8 empty] | 656747114786 | Y | 7 |  |  | https://assetserver.net/_assets/_prop65/shortform cancerandreprod_midat.jpg | CN-China | Mounts & Racks | Racks |  |  | 0 | Ladder sections individually boxed with handles for easy transport | Compatible with most popular ladder brands and accessories | Works on both new and existing installations | Highly durable, scratch resistant black finish |  | 23.500 x 25.500 x 8.000 | <p>fully welded heavy-duty cable ladders and accessories</p>
Racks | Middle Atlantic | CL-GK | CABLE LADDER GROUNDING KIT | 56 | 50.4 | 15 | [5 empty] | 15 |  | 656747045585 | Y | 1 |  |  | https://assetserver.net/_assets/_prop65/shortform cancerandreprod_midat.jpg | US | Mounts & Racks | Racks |  |  | 0 | Country of Origin: United States | Environmentally Friendly: Yes | Environmental Certification: GREENGUARD |  |  | 9.000 x 3.500 x 1.000 | <p>Electrically bonds ladder sections</p> <ul> <li>Creates reliable electrical bond between ladder sections</li> <li>Heavy-gauge wire and connectors for reliability</li> </ul>
Racks | Middle Atlantic | CLH-5/8CHK | 5/8 SLOTTED CEILING KIT,1SET | 50 | 45 | [8 empty] | 656747037078 | Y | 3 | https://assetserver.net/_assets/middle atlantic/1000/clh58chk.jpg |  | https://assetserver.net/_assets/_prop65/shortform cancerandreprod_midat.jpg | CN | Mounts & Racks | Racks |  |  | 0 | Compatible with most popular ladder brands and accessories | Works on both new and existing installations |  |  |  | 6.500 x 4.500 x 2.000 | Steel construction, black finish
Racks | Middle Atlantic | CLH-5/8CHK-6 | 5/8 SLOTTED CEILING KIT,6 SETS | 260 | 234 | [8 empty] | 656747040474 | Y | 15 |  |  | https://assetserver.net/_assets/_prop65/shortform cancerandreprod_midat.jpg | US | Mounts & Racks | Racks |  |  | 0 | Robust steel construction with black zinc finish | Compatible with most popular ladder brands and accessories | Works on both new and existing installations | Sold in packs of 6 pieces |  | 11.000 x 6.000 x 5.000
Racks | Middle Atlantic | CLH-5/8ROD-12-4 | 5/8 THREADED ROD,12"L,4PC | 59 | 53.1 | [8 empty] | 656747114984 | Y | 4 |  |  | https://assetserver.net/_assets/_prop65/shortform cancerandreprod_midat.jpg | US | Mounts & Racks | Racks |  |  | 0 | Robust steel construction with black zinc finish | Compatible with most popular ladder brands and accessories | Works on both new and existing installations | Sold in packs of 4 pieces | Cable Ladder | 23.500 x 3.500 x 1.500
Racks | Middle Atlantic | CLH-5/8ROD-6 | 5/8 THREADED ROD,6'L,1PC | 87 | 78.3 | [8 empty] | 656747114991 | Y | 7 |  | https://assetserver.net/_assets/middle atlantic/pdf/clh58rod6-spec.pdf | https://assetserver.net/_assets/_prop65/shortform cancerandreprod_midat.jpg | US-United States | Mounts & Racks | Racks |  |  | 0 | Robust steel construction with black zinc finish | Compatible with most popular ladder brands and accessories | Works on both new and existing installations |  |  | 72.300 x 1.000 x 1.000
Racks | Middle Atlantic | CLH-90T | 90 DEGREE TURN HDWR,1PR | 67 | 60.3 | [8 empty] | 656747037047 | Y | 1.8 |  |  | https://assetserver.net/_assets/_prop65/shortform cancerandreprod_midat.jpg | CN | Mounts & Racks | Racks |  |  | 0 | Robust steel construction with black zinc finish | Compatible with most popular ladder brands and accessories | Works on both new and existing installations | Sold in pairs |  | 5.000 x 4.500 x 2.500
Racks | Middle Atlantic | CLH-ADJH | ADJ.HORIZ SPLICE HDWR,1PR | 68 | 61.2 | [8 empty] | 656747037061 | Y | 0.7 | https://assetserver.net/_assets/middle atlantic/1000/clhadjh.jpg |  | https://assetserver.net/_assets/_prop65/shortform cancerandreprod_midat.jpg | CN | Mounts & Racks | Racks |  |  | 0 | Robust steel construction with black zinc finish | Compatible with most popular ladder brands and accessories | Works on both new and existing installations |  |  | 4.750 x 3.500 x 1.750 | Steel construction, black finish
Racks | Middle Atlantic | CLH-ADJT | ADJUSTABLE TURN HDWR,1PR | 68 | 61.2 | [8 empty] | 656747037030 | Y | 1.9 |  |  | https://assetserver.net/_assets/_prop65/shortform cancerandreprod_midat.jpg | CN-China | Mounts & Racks | Racks |  |  | 0 | Cable Manager Type: Angle Fitting | Product Color: Black | Limited Warranty: Lifetime |  |  | 11.000 x 4.000 x 1.000
Racks | Middle Atlantic | CLH-AR12 | 12"WIDE ADJUSTABLE RUNG | 45 | 40.5 | [8 empty] | 656747114953 | Y | 0.74 |  |  | https://assetserver.net/_assets/_prop65/shortform cancerandreprod_midat.jpg | US-United States | Mounts & Racks | Racks |  |  | 0 | Robust steel construction with black zinc finish | Compatible with most popular ladder brands and accessories | Works on both new and existing installations |  |  | 11.750 x 1.500 x 1.000
Racks | Middle Atlantic | CLH-AR18 | 18"WIDE ADJUSTABLE RUNG | 54 | 48.6 | [8 empty] | 656747114960 | Y | 1.07 |  |  | https://assetserver.net/_assets/_prop65/shortform cancerandreprod_midat.jpg | US-United States | Mounts & Racks | Racks |  |  | 0 | Robust steel construction with black zinc finish | Compatible with most popular ladder brands and accessories | Works on both new and existing installations |  |  | 18.250 x 1.500 x 1.000
Racks | Middle Atlantic | CLH-AR24 | 24"WIDE ADJUSTABLE RUNG | 67 | 60.3 | [8 empty] | 656747114977 | Y | 1.34 |  |  | https://assetserver.net/_assets/_prop65/shortform cancerandreprod_midat.jpg | US-United States | Mounts & Racks | Racks |  |  | 0 | Robust steel construction with black zinc finish | Compatible with most popular ladder brands and accessories | Works on both new and existing installations |  |  | 24.380 x 1.500 x 1.000 | <p>Steel construction, black finish</p>
Racks | Middle Atlantic | CLH-ARD12 | ADJUSTABLE RUNG W/ED,12",3 SPLS | 158 | 142.2 | 8 |  |  | 8 |  |  |  |  | 656747114922 | Y | 4 |  |  | https://assetserver.net/_assets/_prop65/shortform cancerandreprod_midat.jpg | US | Mounts & Racks | Racks |  |  | 0 | Rung is robust steel construction with black zinc finish | Cable drop is aluminum construction with black powder coat finish | Spools are black plastic | Compatible with most popular ladder brands and accessories | Works on both new and existing installations | 6.000 x 12.500 x 6.000 | Steel rung, aluminum drop, with plastic spools; protects bend radius. Rung is robust steel construction with black zinc finish. Cable drop is aluminum construction with black powder coat finish. Spools are black plastic. Compatible with most popular ladder brands and accessories. Works on both new and existing installations.
Racks | Middle Atlantic | CLH-ARD18 | ADJUSTABLE RUNG W/ED,12",3 SPLS | 210 | 189 | [8 empty] | 656747114939 | Y | 4.6 |  |  | https://assetserver.net/_assets/_prop65/shortform cancerandreprod_midat.jpg | US-United States | Mounts & Racks | Racks |  |  | 0 | Rung is robust steel construction with black zinc finish | Cable drop is aluminum construction with black powder coat finish | Spools are black plastic | Compatible with most popular ladder brands and accessories | Works on both new and existing installations | 6.000 x 18.500 x 6.000
Racks | Middle Atlantic | CLH-ARD24 | ADJUSTABLE RUNG W/ED,24",7 SPLS | 248 | 223.2 | [8 empty] | 656747114946 | Y | 7.4 |  |  | https://assetserver.net/_assets/_prop65/shortform cancerandreprod_midat.jpg | US-United States | Mounts & Racks | Racks |  |  | 0 | Cable Manager Type: Cable Ladder | Width: 24" | Limited Warranty: Lifetime |  |  | 6.000 x 24.500 x 6.000
Racks | Middle Atlantic | CLH-EC-12 | CABLE LADDER END CAPS,12PCS | 89 | 80.1 | [8 empty] | 656747037146 | Y | 0.2 |  |  | https://assetserver.net/_assets/_prop65/shortform cancerandreprod_midat.jpg | PA | Mounts & Racks | Racks |  |  | 0 | Soft plastic construction to cover rough edges | Sold in packs of 12 pieces |  |  |  | 5.000 x 4.000 x 2.000 | The CLH-EC-12 is a pack of 12 rubber end caps that are used to cover the ends of the ladder. The end caps feature soft plastic construction that ensures they can fit securely and comfortably over the rough ladder ends. The end caps are easy to install and are sold in packs of 12 pieces, making it easy to purchase the exact number needed for a specific project.
Racks | Middle Atlantic | CLH-ED11 | CLB LDDR END DRP11,1PC,3SPL | 130 | 117 | [8 empty] | 656747040948 | Y | 0.75 |  |  | https://assetserver.net/_assets/_prop65/shortform cancerandreprod_midat.jpg | TW-Taiwan | Mounts & Racks | Racks |  |  | 0 | Compatibility: <p>Middle Atlantic CL Series Cable Ladder</p> | Limited Warranty: Lifetime |  |  |  | 13.000 x 7.000 x 7.000
Racks | Middle Atlantic | CLH-ED11-4 | CLB LDR END DRP 11,4PC,12SPL | 432 | 388.8 | [8 empty] | 656747040870 | Y | 12 |  |  | https://assetserver.net/_assets/_prop65/shortform cancerandreprod_midat.jpg | US | Mounts & Racks | Racks |  |  | 0 | Cable Manager Type: Cable Manager | Product Color: Black | Product Material: Aluminum | Product Material: Plastic | Panel Width: 12" | 13.000 x 13.000 x 13.000
Racks | Middle Atlantic | CLH-ED17 | CABLE LADDER END DRP 17,1PC,5 | 172 | 154.8 | [8 empty] | 656747114908 | Y | 3.5 |  |  | https://assetserver.net/_assets/_prop65/shortform cancerandreprod_midat.jpg | TW | Mounts & Racks | Racks |  |  | 0 | Cable Manager Type: Cable Ladder End Drop | Product Color: Black Powder Coat | Product Material: Aluminum | Product Material: Plastic | Height: 6.10" | 21.000 x 6.250 x 4.000 | <p>Aluminum drop, with plastic spools; protects bend radius</p> <ul> <li>Cable drop is aluminum construction with black powder coat finish</li> <li>Spools are black plastic</li> <li>Compatible with most popular ladder brands and accessories</li> <li>Works on both new and existing installations</li> </ul>
Racks | Middle Atlantic | CLH-ED23 | CABLE LADDER END DRP 23,1PC,7 | 201 | 180.9 | [8 empty] | 656747114915 | Y | 4.6 |  |  | https://assetserver.net/_assets/_prop65/shortform cancerandreprod_midat.jpg | TW | Mounts & Racks | Racks |  |  | 0 | Cable Manager Type: Cable Ladder End Drop | Product Color: Black Powder Coat | Product Material: Aluminum | Product Material: Plastic | Height: 6.10" | 24.000 x 6.500 x 4.000 | <p>Aluminum drop, with plastic spools; protects bend radius</p> <ul> <li>Cable drop is aluminum construction with black powder coat finish</li> <li>Spools are black plastic</li> <li>Compatible with most popular ladder brands and accessories</li> <li>Works on both new and existing installations</li> </ul>
Racks | Middle Atlantic | CLH-ED5 | CABLE LADDER END DRP 5,1PC,1 | 89 | 80.1 | [8 empty] | 656747114885 | Y | 1.3 |  |  | https://assetserver.net/_assets/_prop65/shortform cancerandreprod_midat.jpg | TW-Taiwan | Mounts & Racks | Racks |  |  | 0 | Cable Manager Type: Cable Ladder End Drop | Product Color: Black Powder Coat | Product Material: Aluminum | Product Material: Plastic | Height: 6.10" | 12.750 x 6.000 x 6.000 | <p>Aluminum drop, with plastic spools; protects bend radius</p> <ul> <li>Cable drop is aluminum construction with black powder coat finish</li> <li>Spools are black plastic</li> <li>Compatible with most popular ladder brands and accessories</li> <li>Works on both new and existing installations</li> </ul>
Racks | Middle Atlantic | CLH-ED8 | CABLE LADDER END DRP 8,1PC,3 | 99 | 89.1 | [8 empty] | 656747114892 | Y | 1.8 |  |  | https://assetserver.net/_assets/_prop65/shortform cancerandreprod_midat.jpg | TW-Taiwan | Mounts & Racks | Racks |  |  | 0 | Cable Manager Type: Cable Manager | Product Color: Black Powder Coat | Product Material: Plastic | Product Material: Steel | Height: 6.10" | 10.000 x 6.500 x 6.000
Racks | Middle Atlantic | CLH-ELS-13/18 | 13"-18" ELEVATION KIT | 144 | 129.6 | [8 empty] | 656747186660 | Y | 4 |  |  | https://assetserver.net/_assets/_prop65/shortform cancerandreprod_midat.jpg | US | Mounts & Racks | Racks |  |  | 0 | Product Color: Black | Product Material: Steel | Height: 5" | Width: 18.4" | Depth: 2.2" | 22.000 x 9.000 x 4.000
Racks | Middle Atlantic | CLH-ELS-5/7 | 5"-7" ELEVATION KIT | 113 | 101.7 | [8 empty] | 656747186646 | N | 4 |  |  | https://assetserver.net/_assets/_prop65/shortform cancerandreprod_midat.jpg | PA | Mounts & Racks | Racks |  |  | 0 | Versatile design fits all floor standing racks | Also fits open frame 2- and 4-post racks | Highly visible height markings speed installation | Rugged steel construction |  | 22.000 x 9.000 x 4.000 | <p>Versatile design fits all floor standing racks</p>
Racks | Middle Atlantic | CLH-ELS-8/12 | 8"-12" ELEVATION KIT | 128 | 115.2 | 5 | [5 empty] | 5 |  | 656747186653 | Y | 5 |  |  | https://assetserver.net/_assets/_prop65/shortform cancerandreprod_midat.jpg | US | Mounts & Racks | Racks |  |  | 0 | Versatile design fits all floor standing racks | Also fits open frame 2- and 4-post racks | Highly visible height markings speed installation | Rugged steel construction |  | 22.000 x 9.000 x 4.000 | <p>Versatile design fits all floor standing racks</p>
Racks | Middle Atlantic | CLH-HTS | HORIZ T SPLICE HDWR,1PR | 24 | 21.6 | 2 | [5 empty] | 2 |  | 656747037108 | Y | 1 | https://assetserver.net/_assets/middle atlantic/1000/clhhts.jpg |  | https://assetserver.net/_assets/_prop65/shortform cancerandreprod_midat.jpg | CN | Mounts & Racks | Racks |  |  | 0 | Robust steel construction with black zinc finish | Compatible with most popular ladder brands and accessories | Works on both new and existing installations |  |  | 9.000 x 5.000 x 3.000 | Steel construction, black finish
Racks | Middle Atlantic | CLH-HTS-6 | HORIZ T SPLICE HDWR,6PR | 126 | 113.4 | [8 empty] | 656747040320 | Y | 5 | https://assetserver.net/_assets/middle atlantic/1000/clhhts6.jpg |  | https://assetserver.net/_assets/_prop65/shortform cancerandreprod_midat.jpg | US | Mounts & Racks | Racks |  |  | 0 | Compatibility: <p>Middle Atlantic CL Series Cable Ladder</p> | Limited Warranty: Lifetime | Sold in packs of 6 pairs |  |  | 9.000 x 3.500 x 5.000 | Steel construction, black finish
Racks | Middle Atlantic | CLH-JBOLT | ONE PAIR 5/16 J-BOLT W/NUT | 13 | 11.7 | 15 |  |  | 15 |  |  |  |  | 656747046278 | Y | 0.2 |  |  | https://assetserver.net/_assets/_prop65/shortform cancerandreprod_midat.jpg | US | Mounts & Racks | Racks |  |  | 0 | Fastener Type: J-bolt | Fastener Quantity: 2 x J-bolt | Minimum Fractional Diameter: 0.31" | Features: Zinc Plated | Product Color: Black | 3.500 x 2.500 x 0.500
Racks | Middle Atlantic | CLH-RES | LADDER END SUPPORT HDWR,1PR | 68 | 61.2 | [8 empty] | 656747037092 | Y | 2.5 | https://assetserver.net/_assets/middle atlantic/1000/clhres.jpg |  | https://assetserver.net/_assets/_prop65/shortform cancerandreprod_midat.jpg | CN-China | Mounts & Racks | Racks |  |  | 0 | Robust steel construction with black zinc finish | Compatible with most popular ladder brands and accessories | Works on both new and existing installations |  |  | 6.000 x 4.000 x 2.000 | Steel construction, black finish
Racks | Middle Atlantic | CLH-RES-6 | LADDER END SUPPORT HDWR,6PR | 363 | 326.7 | [8 empty] | 656747040313 | Y | 15 |  |  | https://assetserver.net/_assets/_prop65/shortform cancerandreprod_midat.jpg | US-United States | Mounts & Racks | Racks |  |  | 0 | Robust steel construction with black zinc finish | Compatible with most popular ladder brands and accessories | Works on both new and existing installations | Sold in packs of 6 pieces |  | 8.000 x 8.000 x 4.000
Racks | Middle Atlantic | CLH-RSJ | LADDER JUNCTION HDWR,1PR | 23 | 20.7 | [8 empty] | 656747037085 | Y | 1 |  |  | https://assetserver.net/_assets/_prop65/shortform cancerandreprod_midat.jpg | CN | Mounts & Racks | Racks |  |  | 0 | Cable Manager Type: Cable Ladder | Product Color: Black | Product Material: Steel | Width: 0.64" | Depth: 5" | 5.000 x 3.000 x 1.000 | Middle Atlantic Products manufactures engineered mounting solutions for all low-voltage applications. The company's customer-first philosophy places special emphasis on quality, service, meeting the everyday working needs of end-users.
Racks | Middle Atlantic | CLH-RSJ-6 | LADDER JUNCTION HDWR,6PR | 118 | 106.2 | [8 empty] | 656747040481 | Y | 7 | https://assetserver.net/_assets/middle atlantic/1000/clhrsj6.jpg |  | https://assetserver.net/_assets/_prop65/shortform cancerandreprod_midat.jpg | US | Mounts & Racks | Racks |  |  | 0 | Compatibility: <p>Ladder</p> | Limited Warranty: Lifetime | Works on both new and existing installations |  |  | 8.000 x 6.000 x 3.000 | Steel construction, black finish
Racks | Middle Atlantic | CLH-RWC | LADDER WALL CLAMP,1PR | 45 | 40.5 | 10 | 10 | [6 empty] | 656747037115 | Y | 0.4 | https://assetserver.net/_assets/middle atlantic/1000/clhrwc.jpg |  | https://assetserver.net/_assets/_prop65/shortform cancerandreprod_midat.jpg | CN | Mounts & Racks | Racks |  |  | 0 | Product Color: Black | Height: 1.6" | Compatibility: <p>Cable Ladder</p> | Limited Warranty: Lifetime |  | 3.000 x 1.750 x 1.500 | Steel construction, black finish
Racks | Middle Atlantic | CLH-RWC-6 | LADDER WALL CLAMP,6PR | 233 | 209.7 | 2 | 2 | [6 empty] | 656747040337 | Y | 2.5 |  |  | https://assetserver.net/_assets/_prop65/shortform cancerandreprod_midat.jpg | CN | Mounts & Racks | Racks |  |  | 0 | Device Supported: Cable Ladder | Product Color: Black | Height: 1.56" | Width: 1.63" | Depth: 1.69" | 8.000 x 4.000 x 3.000
Racks | Middle Atlantic | CLH-SD8 | CBL LDDR SIDE DRP 8,1PC,3SPLS | 130 | 117 | [8 empty] | 656747040931 | Y | 1 |  |  | https://assetserver.net/_assets/_prop65/shortform cancerandreprod_midat.jpg | US | Mounts & Racks | Racks |  |  | 0 | Product Color: Black | Product Material: Aluminum | Compatibility: <p>Cable Ladder</p> | Country of Origin: United States | Limited Warranty: Lifetime | 13.000 x 7.000 x 7.000
Racks | Middle Atlantic | CLH-SD8-4 | CLB LDDR SD DRP 8,4PC,12SPLS | 432 | 388.8 | [8 empty] | 656747040887 | Y | 2 |  |  | https://assetserver.net/_assets/_prop65/shortform cancerandreprod_midat.jpg | US-United States | Mounts & Racks | Racks |  |  | 0 | Cable Manager Type: Cable Manager | Product Color: Black | Product Material: Aluminum | Limited Warranty: Lifetime |  | 13.000 x 13.000 x 13.000
Racks | Middle Atlantic | CLH-SPOOL-10 | CABLE MANAGEMENT SPOOLS,10PCS | 147 | 132.3 | [8 empty] | 656747040894 | Y | 0.3 |  |  | https://assetserver.net/_assets/_prop65/shortform cancerandreprod_midat.jpg | CN-China | Mounts & Racks | Racks |  |  | 0 | Cable Manager Type: Cable Spool | Limited Warranty: Lifetime |  |  |  | 6.000 x 4.000 x 2.250
Racks | Middle Atlantic | CLH-SS-12-2 | 12"HIGH SIDE STAND-OFF,2PC | 80 | 72 | [8 empty] | 656747115004 | Y | 1.96 |  |  | https://assetserver.net/_assets/_prop65/shortform cancerandreprod_midat.jpg | US-United States | Mounts & Racks | Racks |  |  | 0 | Robust steel construction with black powder coat finish | Compatible with most popular ladder brands and accessories | Works on both new and existing installations |  |  | 23.500 x 3.500 x 1.500 | <p>Prevents cable bundles sliding off side of ladder systems</p>
Racks | Middle Atlantic | CLH-WRS | LADDER WALL SUPPORT HARDWARE,1 PIECE | 68 | 61.2 | [8 empty] | 656747037054 | Y | 4 |  |  | https://assetserver.net/_assets/_prop65/prop65 label.jpg | US | Mounts & Racks | Racks |  |  | 0 | Robust steel construction with black zinc finish | Compatible with most popular ladder brands and accessories | Works on both new and existing installations |  |  | 15.000 x 8.000 x 3.000 | The CLH-WRS is a set of ladder wall support hardware designed to provide reliable support for cable ladders. The CLH-WRS is constructed with robust steel and finished with a black zinc coating, ensuring long-lasting durability and strength. The hardware is compatible with most popular ladder brands and accessories, making it a versatile choice for cable ladder installations. The CLH-WRS can be used on both new and existing installations, providing a flexible solution for a range of applications. With its sturdy construction and black finish, the Middle Atlantic CLH-WRS is an essential accessory for anyone who needs reliable support for their cable ladders.
Racks | Middle Atlantic | CLH-WRS-6 | WALL SUPPORT HDWR,6PR | 354 | 318.6 | [8 empty] | 656747040450 | Y | 1 |  |  | https://assetserver.net/_assets/_prop65/shortform cancerandreprod_midat.jpg |  | Mounts & Racks | Racks |  |  | 0 | Device Supported: Cable Ladder | Height: 2" | Width: 14" | Depth: 2" | Compatibility: <p>Middle Atlantic CL Series Cable Ladder</p>
Racks | Middle Atlantic | CLH-WRS-W18-W24 | WALL SUPPORT HARDWARE,15",18",24",BLK,1 | 88 | 79.2 | [8 empty] | 656747114878 | Y | 8 |  |  | https://assetserver.net/_assets/_prop65/prop65 label.jpg | US | Mounts & Racks | Racks |  |  | 0 | Steel construction, black finish | Robust steel construction with black zinc finish | Compatible with most popular ladder brands and accessories | Works on both new and existing installations |  | 27.000 x 3.000 x 3.000
Racks | Middle Atlantic | CLH-WRS-W6-W12 | WALL SUPPORT HARDWARE,6",9",12",BLK,1PC | 76 | 68.4 | [8 empty] | 656747114861 | Y | 2 |  |  | https://assetserver.net/_assets/_prop65/shortform cancerandreprod_midat.jpg | US | Mounts & Racks | Racks |  |  | 0 | Device Supported: Cable Ladder | Product Color: Black | Environmentally Friendly: Yes |  |  |  | Middle-Atlantic's CLH-WRS-W6-W12 Ladder Wall Support Hardware is designed for use with 6", 9" or 12" cable ladders.
Racks | Middle Atlantic | CLS-COOL1 | 50CFM ACTIVE EX,PASSIVE IN | 473 | 425.7 | [8 empty] | 656747082832 | Y | 6.3 | https://assetserver.net/_assets/middle atlantic/1000/clscool1.jpg |  | https://assetserver.net/_assets/_prop65/shortform cancerandreprod_midat.jpg | US-United States | Mounts & Racks | Racks |  |  | 0 | [5 empty] | 20.500 x 7.500 x 6.000 | Remove heat from equipment racks located in closets. Larger installations located in closets have greater cooling requirements. The Closet Cooler has been designed to quietly handle the heat produced by a full rack of equipment. Two solid oak vents will be visible and can be stained or painted to match any room's decor.
Racks | Middle Atlantic | CLS-COOL2 | 50CFM ACTIVE EX,ACTIVE IN | 571 | 513.9 | [8 empty] | 656747082849 | Y | 7.7 |  |  | https://assetserver.net/_assets/_prop65/shortform cancerandreprod_midat.jpg | US | Mounts & Racks | Racks |  |  | 0 | Maximum Air Flow: 50 CFM | Input Voltage: 120 V AC | Limited Warranty: 3 Year |  |  | 20.500 x 7.500 x 6.000 | Remove heat from equipment racks located in closets. Larger installations located in closets have greater cooling requirements. The Closet Cooler has been designed to quietly handle the heat produced by a full rack of equipment. Two solid oak vents will be visible and can be stained or painted to match any room's decor.
Racks | Middle Atlantic | CLVRD-WMRK-24 | 24SP LRG PER SPLIT RD,W/SWING HANDLE,WMRK,BK | 819 | 737.1 | [8 empty] | 656747188824 | Y | 15.5 |  |  | https://assetserver.net/_assets/_prop65/shortform cancerandreprod_midat.jpg | US-United States | Mounts & Racks | Racks |  |  | 0 | Product Color: Black | Product Material: Steel | Compatible Rack Height: 24U | Height: 43.3" | Width: 19.2" | 45.500 x 22.000 x 5.000 | <p>durable black powder coat.</p> <ul> <li>Split perforated rear door with 79% open area</li> <li>Includes preinstalled standard locking swing handle</li> </ul>
Racks | Middle Atlantic | CLVRD-WMRK-42 | 42SP LRG PER SPLIT RD,W/SWING HANDLE,WMRK,BK | 1021 | 918.9 | [8 empty] | 656747188817 | Y | 25 |  |  | https://assetserver.net/_assets/_prop65/shortform cancerandreprod_midat.jpg | US-United States | Mounts & Racks | Racks |  |  | 0 | Product Color: Black | Product Material: Steel | Compatible Rack Height: 42U | Height: 74.8" | Width: 19.2" | 77.000 x 22.000 x 3.000 | <p>distribution provisions in the front and rear.</p> <ul> <li>Split perforated rear door with 79% open area</li> <li>Includes preinstalled standard locking swing handle</li> </ul>
Racks | Middle Atlantic | CLVRD-WMRK-42LH | 42SP LRG PERF SPLIT RD,LESS HANDLE,WMRK,BLACK | 1021 | 918.9 | [8 empty] | 656747188930 | Y | 25 |  |  | https://assetserver.net/_assets/_prop65/shortform cancerandreprod_midat.jpg | US-United States | Mounts & Racks | Racks |  |  | 0 | Split perforated rear door with 79% open area | Supplied without handle; allows use of customer supplied electronic handles | 25mm x 150mm opening is compatible with most popular handle models |  |  | 77.000 x 22.000 x 3.000 | <p>Steel construction, black finish, 79% open area, without handle</p>
Racks | Middle Atlantic | CLVRD-WMRK-45 | 45SP LRG PER SPLIT RD,W/SWING HANDLE,WMRK,BK | 1132 | 1018.8 | [8 empty] | 656747188800 | Y | 27 |  |  | https://assetserver.net/_assets/_prop65/shortform cancerandreprod_midat.jpg | US-United States | Mounts & Racks | Racks |  |  | 0 | Product Color: Black | Compatibility: Middle Atlantic WMRK-45 Rack | Limited Warranty: Lifetime |  |  | 83.000 x 21.000 x 4.000 | We have upgraded the standard handle provided on front and rear doors for all WMRK Series racks including configured models. The new handles provide an easy to use, positive latching action that stays closed without locking. As part of this upgrade, we have implemented a standard mounting hole pattern that can accept a wide array of swing and electronic handles from a range of manufacturers - eliminating the need for a custom order if you want to use one of these handles!
Racks | Middle Atlantic | CLVRD-WMRK-45LH | 45SP LRG PERF SPLIT RD,LESS HANDLE,WMRK,BLACK | 1132 | 1018.8 | [8 empty] | 656747188923 | Y | 27 |  |  | https://assetserver.net/_assets/_prop65/shortform cancerandreprod_midat.jpg | US-United States | Mounts & Racks | Racks |  |  | 0 | Split perforated rear door with 79% open area | Supplied without handle; allows use of customer supplied electronic handles | 25mm x 150mm opening is compatible with most popular handle models |  |  | 83.000 x 21.000 x 4.000
Racks | Middle Atlantic | CMB-6 | (6) CABLE MANAGER BRACKETS | 38 | 34.2 | [8 empty] | 656747132476 | Y | 0.2 |  |  | https://assetserver.net/_assets/_prop65/shortform cancerandreprod_midat.jpg | US-United States | Mounts & Racks | Racks |  |  | 0 | Cable Manager Type: Cable Bracket | Product Color: White | Product Material: Plastic | Environmentally Friendly: Yes | Environmental Certification: GREENGUARD | 8.300 x 3.000 x 1.800 | <p>Sturdy plastic brackets can be installed wherever needed</p> <ul> <li>Handy support brackets are easily installed where needed</li> <li>Constructed of sturdy, non-conductive plastic</li> <li>Supplied in packs of 6 pieces</li> </ul>
Racks | Middle Atlantic | CN1032-50 | 50PC 10/32 CAGE NUTS | 72 | 64.8 | [8 empty] | 656747077135 | Y | 0.56 |  |  | https://assetserver.net/_assets/_prop65/shortform cancerandreprod_midat.jpg | CN-China | Mounts & Racks | Racks |  |  | 0 | Maximum Notational Diameter: 10 | Threads Per Inch (TPI): 32 | Limited Warranty: Lifetime |  |  | 9.000 x 4.000 x 1.000 | The Middle Atlantic CN1032-50 features cage nuts designed for compatibility with cage-nut style rackrails. These nuts are suitable for use with both 10-32 and 6mm rack screws, facilitating the accommodation of slide-out servers. The package includes 50 pieces of 10-32 threaded cage nuts. These nuts are compatible with BGR Forward rackrail, WRK, MRK, and DRK cage-nut style rackrails, and can also be used in select cable lacing strips (OP and OWP) to provide threaded fastening.
Racks | Middle Atlantic | CN6MM-100 | 6MM CAGENUTS,100 PIECE | 152 | 136.8 | [8 empty] | 656747033599 | Y | 0.9 | https://assetserver.net/_assets/middle atlantic/1000/cn6mm100.jpg |  | https://assetserver.net/_assets/_prop65/shortform cancerandreprod_midat.jpg | US | Mounts & Racks | Racks |  |  | 0 | Includes 100 pieces of 6mm threaded cage nuts | Cage nuts fit our WRK, MRK, and DRK cage nut style rackrail | Also fit in select cable lacing strips (OP and OWP) to provide threaded fastening |  |  | 6.000 x 3.500 x 1.000 | Cage nuts fit our cage-nut style rackrail and are available for use with 10-32 and 6mm rack screws to accommodate slide out servers.
Racks | Middle Atlantic | COMBO2 | COMBO M/F XLR (2) PORT UCP PNL | 27 | 24.3 | [8 empty] | 656747003974 | Y | 0.13 |  |  | https://assetserver.net/_assets/_prop65/shortform cancerandreprod_midat.jpg | US-United States | Mounts & Racks | Racks |  |  | 0 | Product Color: Brushed Black | Product Material: Aluminum | Height: 3.5" | Width: 3.4" | Depth: 0.1" | 3.500 x 3.500 x 0.160 | <p>Build Your Own Custom Connector Panel Using Off-The-Shelf Components! Middle Atlantic Products UCP Series modular custom panel system assembles quickly and easily using either a 2 or 4 space frame kit and your selections from an extensive collection of prepunched modules.</p> <ul> <li>Modules accept popular connectors such as XLR, Neutrik, Elco, Canare and more</li> <li>UCP modular assemblies simply bolt together using supplied hardware</li> <li>When completed, all hardware is flush to create a professional appearance </li> <li>Visible parts have a black brushed and anodized finish </li> <li>Blank and vented panels are also available to fill unused spots</li> <li>All modules are constructed of aluminum</li> </ul>
Racks | Middle Atlantic | COMBO4 | COMBO M/F XLR (4) PORT UCP PNL | 30 | 27 | [8 empty] | 656747003981 | Y | 0.12 |  |  | https://assetserver.net/_assets/_prop65/shortform cancerandreprod_midat.jpg | US-United States | Mounts & Racks | Racks |  |  | 0 | Product Color: Brushed Black | Product Material: Aluminum | Height: 3.5" | Width: 3.4" | Depth: 0.1" | 3.500 x 3.500 x 0.160 | <p>Build Your Own Custom Connector Panel Using Off-The-Shelf Components! Middle Atlantic Products UCP Series modular custom panel system assembles quickly and easily using either a 2 or 4 space frame kit and your selections from an extensive collection of prepunched modules.</p> <ul> <li>Modules accept popular connectors such as XLR, Neutrik, Elco, Canare and more</li> <li>UCP modular assemblies simply bolt together using supplied hardware</li> <li>When completed, all hardware is flush to create a professional appearance </li> <li>Visible parts have a black brushed and anodized finish </li> <li>Blank and vented panels are also available to fill unused spots</li> <li>All modules are constructed of aluminum</li> </ul>
Racks | Middle Atlantic | COMBO6 | COMBO M/F XLR (6) PORT UCP PNL | 33 | 29.7 | [8 empty] | 656747003998 | Y | 0.11 |  |  | https://assetserver.net/_assets/_prop65/shortform cancerandreprod_midat.jpg | US-United States | Mounts & Racks | Racks |  |  | 0 | Aluminum construction with black brushed and anodized finish | Fits in UCP Series frame kits, swinging frame, chassis, and cable tray |  |  |  | 3.500 x 3.500 x 0.160
Racks | Middle Atlantic | COMP-COOL | COMPONENT COOL | 104 | 93.6 | [8 empty] | 656747082856 | Y | 0.7 |  |  | https://assetserver.net/_assets/_prop65/shortform cancerandreprod_midat.jpg | CN-China | Mounts & Racks | Racks |  |  | 0 | Number of Fans: 1 | Maximum Air Flow: 8 CFM | Input Voltage: 120 V AC | Limited Warranty: 3 Year |  | 5.250 x 4.000 x 4.500
Racks | Middle Atlantic | COMP-COOL-3 | COMPONENT COOL 3 FAN | 324 | 291.6 | [8 empty] | 656747082863 | Y | 1.6 |  |  | https://assetserver.net/_assets/_prop65/shortform cancerandreprod_midat.jpg | CN-China | Mounts & Racks | Racks |  |  | 0 | Number of Fans: 3 | Maximum Airflow: 59.8 gal/min | Compatibility: <ul><li>Satellite Receivers</li><li>Cable Boxes</li><li>Receivers</li></ul> | Application/Usage: Multipurpose | Limited Warranty: 3 Year | 5.250 x 4.000 x 4.500 | <p>Remove heat right at the source. Optimized for components on open shelving, this quiet cooler turns on automatically when satellite/cable boxes, receivers and other heater generating components get too hot. Place the component cooler directly on top of equipment vents. The COMP-COOL-3 is available for systems that require multiple components to be cooled.</p><p>The low-profile unit produces minimal noise and fits beneath most equipment. Rubber discs are included to raise the height of stacked equipment if necessary.</p>
Racks | Middle Atlantic | COMP-COOL50 | COMPONENT COOLER 50CFM | 391 | 351.9 | [8 empty] | 656747186530 | Y | 3.6 |  |  | https://assetserver.net/_assets/_prop65/shortform cancerandreprod_midat.jpg | US-United States | Mounts & Racks | Racks |  |  | 0 | Number of Fans: 1 | Maximum Airflow: 374 gal/min | Noise Levels (A-Weighted): 29 dB(A) | Product Color: Black | Fan Height: 1.77" | 14.600 x 14.400 x 5.300 | <p>Component Cooler shall be Middle Atlantic Products model # ICOMP-COOL50. Component Cooler shall have a black finish. Component Cooler shall activate at 87&deg;F (30.5&deg;C), and switch off at 85&deg;F (29.4&deg;C). Component Cooler shall displace 50 CFM with maximum decibel level of 29 dB (measurements made 1 meter from source, centered horizontally and vertically). Component Cooler shall include 1 fan, and one fan controller/temperature sensor. Component Cooler shall be standalone. Component Cooler shall be GREENGUARD Indoor Air Quality Certified for Children and Schools. Component Cooler shall meet the material requirements of the RoHS Directive. Component Cooler shall be manufactured by an ISO 9001 and ISO 14001 registered company. Component Cooler shall be warrantied to be free from defects in materials and workmanship under normal use and conditions for a period of 3 years. Component Cooler shall include a UL Listed 22V DC power supply and temperature probe with a 9' cord.</p>
Racks | Middle Atlantic | COMP-COOL50P | COMPCOOL50 PLATFORM | 527 | 474.3 | [8 empty] | 656747186547 | Y | 8.7 |  |  | https://assetserver.net/_assets/_prop65/shortform cancerandreprod_midat.jpg | US-United States | Mounts & Racks | Racks |  |  | 0 | Placed directly on hot system components to remove excessive heat | Steel platform style can support additional components above | Rated 50 CFM, at 29 dBA | System activates automatically when needed | Includes thermostatic controller and 12V power supply (120V input) | 20.750 x 16.250 x 4.750
Racks | Middle Atlantic | COMP-COOL-E | COMPONENT COOLER EXPANSION | 94.5 | 85.05 | [8 empty] | 656747082870 | Y | 0.5 |  |  | https://assetserver.net/_assets/_prop65/shortform cancerandreprod_midat.jpg | CN-China | Mounts & Racks | Racks |  |  | 0 | Maximum Air Flow: 8 CFM | Limited Warranty: 3 Year |  |  |  | 5.250 x 4.000 x 4.500
Racks | Middle Atlantic | CRD-WMRK-24 | 24SP SOLID SPLIT RD WITH SWING HANDLE,WMRK,BLK | 639 | 575.1 | [8 empty] | 656747188855 | Y | 16.4 |  |  | https://assetserver.net/_assets/_prop65/shortform cancerandreprod_midat.jpg | US-United States | Mounts & Racks | Racks |  |  | 0 | Split solid rear door, steel construction | Includes preinstalled standard locking swing handle |  |  |  | 45.500 x 22.000 x 5.000
Racks | Middle Atlantic | CRD-WMRK-24LH | 24SP SOLID SPLIT RD LESS HANDLE,WMRK,BLK | 639 | 575.1 | [8 empty] | 656747188978 | Y | 16.4 |  |  | https://assetserver.net/_assets/_prop65/shortform cancerandreprod_midat.jpg | US-United States | Mounts & Racks | Racks |  |  | 0 | Product Color: Black | Compatible Rack Height: 24U | Compatibility: <p>WMRK Racks</p> |  |  | 45.500 x 22.000 x 5.000
Racks | Middle Atlantic | CRD-WMRK-42 | 42SP SOLID SPLIT RD WITH SWING HANDLE,WMRK,BLK | 665 | 598.5 | [8 empty] | 656747188848 | Y | 34 |  |  | https://assetserver.net/_assets/_prop65/shortform cancerandreprod_midat.jpg | US-United States | Mounts & Racks | Racks |  |  | 0 | Product Color: Black | Compatible Rack Height: 42U | Compatibility: <p>WMRK Racks</p> |  |  | 79.000 x 21.000 x 4.000
Racks | Middle Atlantic | CRD-WMRK-42LH | 42SP SOLID SPLIT RD LESS HANDLE,WMRK,BLK | 665 | 598.5 | [8 empty] | 656747188961 | Y | 34 |  |  | https://assetserver.net/_assets/_prop65/shortform cancerandreprod_midat.jpg | US-United States | Mounts & Racks | Racks |  |  | 0 | Product Color: Black | Compatible Rack Height: 42U | Compatibility: <p>WMRK Racks</p> |  |  | 79.000 x 21.000 x 4.000
Racks | Middle Atlantic | CRD-WMRK-45 | 45SP SOLID SPLIT RD WITH SWING HANDLE,WMRK,BLK | 683 | 614.7 | [8 empty] | 656747188831 | Y | 28 |  |  | https://assetserver.net/_assets/_prop65/shortform cancerandreprod_midat.jpg | US-United States | Mounts & Racks | Racks |  |  | 0 | Allows servicing of adjacent racks easily without removing rear doors | Requires less open floor space than standard hinge doors |  |  |  | 83.000 x 21.000 x 4.000 | <p>Steel construction, black finish; split doors require less space to open</p> <ul> <li>Split solid rear door, steel construction</li> <li>Includes preinstalled standard locking swing handle</li> </ul>
Racks | Middle Atlantic | CRD-WMRK-45LH | 45SP SOLID SPLIT RD LESS HANDLE,WMRK,BLK | 683 | 614.7 | [8 empty] | 656747188954 | Y | 28 |  |  | https://assetserver.net/_assets/_prop65/shortform cancerandreprod_midat.jpg | US-United States | Mounts & Racks | Racks |  |  | 0 | Split solid rear door, steel construction | Supplied without handle; allows use of customer supplied electronic handles | 25mm x 150mm opening is compatible with most popular handle models |  |  | 83.000 x 21.000 x 4.000 | <p>Steel construction, black finish; without handle to accept electronic lock</p> <p><b></b></p>
Racks | Middle Atlantic | CSA-18 | CHASSIS SUPPORT,18D,PR | 72 | 64.8 | [8 empty] | 656747125416 | Y | 2.56 |  |  | https://assetserver.net/_assets/_prop65/shortform cancerandreprod_midat.jpg | US-United States | Mounts & Racks | Racks |  |  | 0 | Device Supported: Chassis | Device Supported: Rack Equipment | Maximum Load Capacity: 100 lb | Features: Ventilation | Height: 1.7" | 18.000 x 3.100 x 1.900 | <p>Chassis support brackets are a simple way to support heavy equipment within the rack and facilitates ventilation of high heat-generating equipment. Compatible with the following racks when used with Z-rail or Z-rail adapter: MRK, VRK, VMRK Allows equipment to be placed into the rack without attaching the rack screws - ideal for fast swap outs NOTE: These chassis support angles must be attached to the Z-Rail or to a Z-Rail adapter. These brackets are not compatible with standard L-shaped rackrail without certain hardware or rackrail adjustments.</p> <ul> <li>Simple, effective support for heavy equipment without using rack screws</li> <li>Note: Must be attached to Z-rail; not compatible with standard rackrail</li> <li>Note: Compatible with MRK, VRK, VMRK, and WMRK racks only</li> <li>Sold in pairs</li> </ul>
Racks | Middle Atlantic | CSA-18-H | CHASSIS SUPPORT,18D,PR,HD | 133 | 119.7 | [8 empty] | 656747125362 | Y | 5.05 |  |  | https://assetserver.net/_assets/_prop65/shortform cancerandreprod_midat.jpg | US-United States | Mounts & Racks | Racks |  |  | 0 | Device Supported: Network Equipment | Maximum Load Capacity: 200 lb | Product Color: Black | Height: 1.8" | Width: 3" | 18.000 x 3.100 x 1.900 | <p>Chassis support brackets are a simple way to support heavy equipment within the rack and facilitates ventilation of high heat-generating equipment. Compatible with the following racks when used with Z-rail or Z-rail adapter: MRK, VRK, VMRK Allows equipment to be placed into the rack without attaching the rack screws - ideal for fast swap outs NOTE: These chassis support angles must be attached to the Z-Rail or to a Z-Rail adapter. These brackets are not compatible with standard L-shaped rackrail without certain hardware or rackrail adjustments.</p> <ul> <li>Simple, effective support for heavy equipment without using rack screws</li> <li>Note: Must be attached to Z-rail; not compatible with standard rackrail</li> <li>Note: Compatible with MRK, VRK, VMRK, and WMRK racks only</li> <li>Sold in pairs</li> </ul>
Racks | Middle Atlantic | CSA-20 | CHASSIS SUPPORT,20D,PR | 74 | 66.6 | [8 empty] | 656747125423 | Y | 2.8 |  |  | https://assetserver.net/_assets/_prop65/shortform cancerandreprod_midat.jpg | US-United States | Mounts & Racks | Racks |  |  | 0 | Device Supported: Chassis | Device Supported: Rack | Maximum Load Capacity: 100 lb | Features: Ventilation | Height: 1.8" | 20.000 x 3.100 x 1.900 | <p>Chassis support brackets are a simple way to support heavy equipment within the rack and facilitates ventilation of high heat-generating equipment. Compatible with the following racks when used with Z-rail or Z-rail adapter: MRK, VRK, VMRK Allows equipment to be placed into the rack without attaching the rack screws - ideal for fast swap outs NOTE: These chassis support angles must be attached to the Z-Rail or to a Z-Rail adapter. These brackets are not compatible with standard L-shaped rackrail without certain hardware or rackrail adjustments.</p> <ul> <li>Simple, effective support for heavy equipment without using rack screws</li> <li>Note: Must be attached to Z-rail; not compatible with standard rackrail</li> <li>Note: Compatible with MRK, VRK, VMRK, and WMRK racks only</li> <li>Sold in pairs</li> </ul>
Racks | Middle Atlantic | CSA-20-H | CHASSIS SUPPORT,20D,PR,HD | 138 | 124.2 | [8 empty] | 656747125379 | Y | 5.61 |  |  | https://assetserver.net/_assets/_prop65/shortform cancerandreprod_midat.jpg | US-United States | Mounts & Racks | Racks |  |  | 0 | Device Supported: Network Equipment | Maximum Load Capacity: 200 lb | Product Color: Black | Height: 1.8" | Width: 3" | 20.000 x 3.100 x 1.900 | <p>Chassis support brackets are a simple way to support heavy equipment within the rack and facilitates ventilation of high heat-generating equipment. Compatible with the following racks when used with Z-rail or Z-rail adapter: MRK, VRK, VMRK Allows equipment to be placed into the rack without attaching the rack screws - ideal for fast swap outs NOTE: These chassis support angles must be attached to the Z-Rail or to a Z-Rail adapter. These brackets are not compatible with standard L-shaped rackrail without certain hardware or rackrail adjustments.</p> <ul> <li>Simple, effective support for heavy equipment without using rack screws</li> <li>Note: Must be attached to Z-rail; not compatible with standard rackrail</li> <li>Note: Compatible with MRK, VRK, VMRK, and WMRK racks only</li> <li>Sold in pairs</li> </ul>
Racks | Middle Atlantic | CSA-22 | CHASSIS SUPPORT,22D,PR | 79 | 71.1 | [8 empty] | 656747125430 | Y | 3.2 |  |  | https://assetserver.net/_assets/_prop65/shortform cancerandreprod_midat.jpg | US-United States | Mounts & Racks | Racks |  |  | 0 | Device Supported: Chassis | Device Supported: Rack | Maximum Load Capacity: 100 lb | Features: Ventilation | Height: 1.8" | 22.000 x 3.100 x 1.900 | <p>Chassis support brackets are a simple way to support heavy equipment within the rack and facilitates ventilation of high heat-generating equipment. Compatible with the following racks when used with Z-rail or Z-rail adapter: MRK, VRK, VMRK Allows equipment to be placed into the rack without attaching the rack screws - ideal for fast swap outs NOTE: These chassis support angles must be attached to the Z-Rail or to a Z-Rail adapter. These brackets are not compatible with standard L-shaped rackrail without certain hardware or rackrail adjustments.</p> <ul> <li>Simple, effective support for heavy equipment without using rack screws</li> <li>Note: Must be attached to Z-rail; not compatible with standard rackrail</li> <li>Note: Compatible with MRK, VRK, VMRK, and WMRK racks only</li> <li>Sold in pairs</li> </ul>
Racks | Middle Atlantic | CSA-22-H | CHASSIS SUPPORT,22D,PR,HD | 140 | 126 | [8 empty] | 656747125386 | Y | 6.17 |  |  | https://assetserver.net/_assets/_prop65/shortform cancerandreprod_midat.jpg | US-United States | Mounts & Racks | Racks |  |  | 0 | Device Supported: Network Equipment | Maximum Load Capacity: 200 lb | Product Color: Black | Height: 1.8" | Width: 3" | 22.000 x 3.100 x 1.900 | <p>Chassis support brackets are a simple way to support heavy equipment within the rack and facilitates ventilation of high heat-generating equipment. Compatible with the following racks when used with Z-rail or Z-rail adapter: MRK, VRK, VMRK Allows equipment to be placed into the rack without attaching the rack screws - ideal for fast swap outs NOTE: These chassis support angles must be attached to the Z-Rail or to a Z-Rail adapter. These brackets are not compatible with standard L-shaped rackrail without certain hardware or rackrail adjustments.</p> <ul> <li>Simple, effective support for heavy equipment without using rack screws</li> <li>Note: Must be attached to Z-rail; not compatible with standard rackrail</li> <li>Note: Compatible with MRK, VRK, VMRK, and WMRK racks only</li> <li>Sold in pairs</li> </ul>
Racks | Middle Atlantic | CSA-24 | CHASSIS SUPPORT,24D,PR | 83 | 74.7 | [8 empty] | 656747125447 | Y | 3.42 |  |  | https://assetserver.net/_assets/_prop65/shortform cancerandreprod_midat.jpg | US-United States | Mounts & Racks | Racks |  |  | 0 | Simple, effective support for heavy equipment without using rack screws | Sold in pairs |  |  |  | 24.000 x 3.100 x 1.900 | Chassis support brackets are a simple way to support heavy equipment within the rack and facilitates ventilation of high heat-generating equipment. Compatible with the following racks when used with Z-rail or Z-rail adapter: MRK, VRK, VMRK<br /> <ul> <li>Allows equipment to be placed into the rack without attaching the rack screws - ideal for fast swap outs NOTE: These chassis support angles must be attached to the Z-Rail or to a Z-Rail adapter. These brackets are not compatible with standard L-shaped rackrail without certain hardware or rackrail adjustments.</li> </ul>
Racks | Middle Atlantic | CSA-24-H | CHASSIS SUPPORT,24D,PR,HD | 150 | 135 | [8 empty] | 656747125393 | Y | 6.8 |  |  | https://assetserver.net/_assets/_prop65/shortform cancerandreprod_midat.jpg | US-United States | Mounts & Racks | Racks |  |  | 0 | Device Supported: Network Equipment | Maximum Load Capacity: 200 lb | Product Color: Black | Height: 1.8" | Width: 3" | 24.000 x 3.100 x 1.900 | <p>Chassis support brackets are a simple way to support heavy equipment within the rack and facilitates ventilation of high heat-generating equipment. Compatible with the following racks when used with Z-rail or Z-rail adapter: MRK, VRK, VMRK Allows equipment to be placed into the rack without attaching the rack screws - ideal for fast swap outs NOTE: These chassis support angles must be attached to the Z-Rail or to a Z-Rail adapter. These brackets are not compatible with standard L-shaped rackrail without certain hardware or rackrail adjustments.</p> <ul> <li>Simple, effective support for heavy equipment without using rack screws</li> <li>Note: Must be attached to Z-rail; not compatible with standard rackrail</li> <li>Note: Compatible with MRK, VRK, VMRK, and WMRK racks only</li> <li>Sold in pairs</li> </ul>
Racks | Middle Atlantic | CSA-26 | CHASSIS SUPPORT,26D,PR | 87 | 78.3 | [8 empty] | 656747125454 | Y | 3.75 |  | https://assetserver.net/_assets/middle atlantic/pdf/csa26-spec.pdf | https://assetserver.net/_assets/_prop65/shortform cancerandreprod_midat.jpg | US-United States | Mounts & Racks | Racks |  |  | 0 | Simple, effective support for heavy equipment without using rack screws | Note: Must be attached to Z-rail; not compatible with standard rackrail | Note: Compatible with MRK, VRK, and WMRK racks only | Sold in pairs |  | 26.000 x 3.100 x 1.900 | <p>Chassis support brackets are a simple way to support heavy equipment within the rack and facilitates ventilation of high heat-generating equipment.</p> <ul> <li>Compatible with the following racks when used with Z-rail or Z-rail adapter: MRK, VRK</li> <li>Allows equipment to be placed into the rack without attaching the rack screws - ideal for fast swap outs</li> </ul>
Racks | Middle Atlantic | CSA-26-H | CHASSIS SUPPORT,26D,PR,HD | 150 | 135 | [8 empty] | 656747125409 | Y | 8 |  | https://assetserver.net/_assets/middle atlantic/pdf/csa26h-spec.pdf | https://assetserver.net/_assets/_prop65/shortform cancerandreprod_midat.jpg | US-United States | Mounts & Racks | Racks |  |  | 0 | Device Supported: Network Equipment | Maximum Load Capacity: 200 lb | Product Color: Black | Height: 1.8" | Width: 3" | 26.000 x 3.100 x 1.900 | <p>Chassis support brackets are a simple way to support heavy equipment within the rack and facilitates ventilation of high heat-generating equipment.</p> <ul> <li>Compatible with the following racks when used with Z-rail or Z-rail adapter: MRK, VRK</li> <li>Allows equipment to be placed into the rack without attaching the rack screws - ideal for fast swap outs</li> </ul> <p>NOTE: These chassis support angles must be attached to the Z-Rail or to a Z-Rail adapter. These brackets are not compatible with standard L-shaped rackrail without certain hardware or rackrail adjustments.</p> <ul> <li>Simple, effective support for heavy equipment without using rack screws</li> <li>Note: Must be attached to Z-rail; not compatible with standard rackrail</li> <li>Note: Compatible with MRK, VRK, and WMRK racks only</li> <li>Sold in pairs</li> </ul>
Racks | Middle Atlantic | CSB | CANTILEVER SUPPORT BASE(CR)BLK | 208 | 187.2 | [8 empty] | 656747004216 | Y | 10.16 |  |  | https://assetserver.net/_assets/_prop65/shortform cancerandreprod_midat.jpg | US-United States | Mounts & Racks | Racks |  |  | 0 | Device Supported: Rack | Product Color: Black Powder Coat | Height: 3.8" | Width: 19.4" | Depth: 18" | 23.750 x 20.000 x 4.500 | The CSB cantilever support base adds stability to RL Series Steel 2-Post Racks. The CSB is especially helpful for installations when cantilever shelves are used to mount heavy equipment and the center-of-gravity is shifted to the rear of the rack. Black powder coat finish.
Racks | Middle Atlantic | CUT-ALTNP1OR2 | CUTOUT FOR ALTNIEX TNP1 OR TNP2 | 33 | 29.7 | [8 empty] | 656747273995 | Y | 0.1 |  |  | https://assetserver.net/_assets/_prop65/shortform cancerandreprod_midat.jpg | US-United States | Mounts & Racks | Racks |  |  | 0 | Table box cutout for C5 Series wood kit | Dimensions specific for Alitenx models TNP1 & TNP2 | Use the online configurator to define location of the cutout |  |  | 0.001 x 0.001 x 0.001 | DISCONTINUED
Racks | Middle Atlantic | CUT-AMHP600 | CUTOUT FOR AMX HP600,6002 TBOX | 33 | 29.7 | [8 empty] | 656747273964 | Y | 0.1 |  |  | https://assetserver.net/_assets/_prop65/shortform cancerandreprod_midat.jpg | US-United States | Mounts & Racks | Racks |  |  | 0 | [5 empty] | 0.001 x 0.001 x 0.001
Racks | Middle Atlantic | CUT-AMHP900 | CUTOUT FOR AMX HP900 TBOX | 33 | 29.7 | [8 empty] | 656747273971 | Y | 0.1 |  |  | https://assetserver.net/_assets/_prop65/shortform cancerandreprod_midat.jpg | US-United States | Mounts & Racks | Racks |  |  | 0 | Table box cutout for C5 Series wood kit | Dimensions specific for AMX model HP900 | Use the online configurator to define location of the cutout |  |  | 0.001 x 0.001 x 0.001
Racks | Middle Atlantic | CUT-CRCICC | CUTOUT FOR CRESTRON CNNCT IT C CADDY | 33 | 29.7 | [8 empty] | 656747274039 | Y | 0.1 |  |  | https://assetserver.net/_assets/_prop65/shortform cancerandreprod_midat.jpg | US-United States | Mounts & Racks | Racks |  |  | 0 | Table box cutout for C5 Series wood kit | Dimensions specific for Crestron model Connect It | Use the online configurator to define location of the cutout |  |  | 0.001 x 0.001 x 0.001
Racks | Middle Atlantic | CUT-CRFCC | CUTOUT FOR CRESTRON FLPTP CONTR CTR | 33 | 29.7 | [8 empty] | 656747274015 | Y | 0.1 |  |  | https://assetserver.net/_assets/_prop65/shortform cancerandreprod_midat.jpg | US-United States | Mounts & Racks | Racks |  |  | 0 | Table box cutout for C5 Series wood kit | Dimensions specific for Crestron model FlipTop Control Center | Use the online configurator to define location of the cutout |  |  | 0.001 x 0.001 x 0.001
Racks | Middle Atlantic | CUT-CRFPCS | CUTOUT FOR CRESTRON FLPTP PWR CTR SM | 33 | 29.7 | [8 empty] | 656747274022 | Y | 0.1 |  |  | https://assetserver.net/_assets/_prop65/shortform cancerandreprod_midat.jpg | US-United States | Mounts & Racks | Racks |  |  | 0 | Table box cutout for C5 Series wood kit | Dimensions specific for Crestron model FlipTop Power Center (Small) | Use the online configurator to define location of the cutout |  |  | 0.001 x 0.001 x 0.001
Racks | Middle Atlantic | CUT-EXCC1200 | CUTOUT FOR EXTRON 1200,60-1397-02,70-1037-XX | 33 | 29.7 | [8 empty] | 656747274145 | Y | 0.1 |  |  | https://assetserver.net/_assets/_prop65/shortform cancerandreprod_midat.jpg | US-United States | Mounts & Racks | Racks |  |  | 0 | Table box cutout for C5 Series wood kit | Dimensions specific for Extron model Cable Cubby 1200 | Use the online configurator to define location of the cutout |  |  | 0.001 x 0.001 x 0.001
Racks | Middle Atlantic | CUT-EXCC200 | CUTOUT FOR EXTRON CABLE CUBBY 200,60-716-XX | 33 | 29.7 | [8 empty] | 656747274053 | Y | 0.1 |  |  | https://assetserver.net/_assets/_prop65/shortform cancerandreprod_midat.jpg | US-United States | Mounts & Racks | Racks |  |  | 0 | Table box cutout for C5 Series wood kit | Dimensions specific for Extron model Cable Cubby 200 | Use the online configurator to define location of the cutout |  |  | 0.001 x 0.001 x 0.001
Racks | Middle Atlantic | CUT-EXCC202 | CUTOUT FOR EXTRON CABLE CUBBY 202,60-XXXX-02 | 33 | 29.7 | [8 empty] | 656747274060 | Y | 0.1 |  |  | https://assetserver.net/_assets/_prop65/shortform cancerandreprod_midat.jpg | US-United States | Mounts & Racks | Racks |  |  | 0 | Table box cutout for C5 Series wood kit | Dimensions specific for Extron model Cable Cubby 202 | Use the online configurator to define location of the cutout |  |  | 0.001 x 0.001 x 0.001
Racks | Middle Atlantic | CUT-EXCC500 | CUTOUT FOR EXTRON 500,60-1404-02,70-1045-xx | 33 | 29.7 | [8 empty] | 656747274091 | Y | 0.1 |  |  | https://assetserver.net/_assets/_prop65/shortform cancerandreprod_midat.jpg | US-United States of America | Mounts & Racks | Racks |  |  | 0 | Table box cutout for C5 Series wood kit | Dimensions specific for Extron model Cable Cubby 500 | Use the online configurator to define location of the cutout |  |  | 0.001 x 0.001 x 0.001
Racks | Middle Atlantic | CUT-EXCC700 | CUTOUT FOR EXTRON CABLE CUBBY 700,60-1405-02 | 33 | 29.7 | [8 empty] | 656747274121 | Y | 0.1 |  |  | https://assetserver.net/_assets/_prop65/shortform cancerandreprod_midat.jpg | US-United States | Mounts & Racks | Racks |  |  | 0 | Table box cutout for C5 Series wood kit | Dimensions specific for Extron model Cable Cubby 700 | Use the online configurator to define location of the cutout |  |  | 0.001 x 0.001 x 0.001
Racks | Middle Atlantic | CUT-EXCC800 | CUTOUT FOR EXTRON CABLE CUBBY 800,60-524-03 | 33 | 29.7 | [8 empty] | 656747274138 | Y | 0.1 |  |  | https://assetserver.net/_assets/_prop65/shortform cancerandreprod_midat.jpg | US-United States | Mounts & Racks | Racks |  |  | 0 | Table box cutout for C5 Series wood kit | Dimensions specific for Extron model Cable Cubby 800 | Use the online configurator to define location of the cutout |  |  | 0.001 x 0.001 x 0.001
Racks | Middle Atlantic | CUT-WMINTEGREAT | CUTOUT FOR WIREMOLD INTEGREAT TB672APBK SERIES | 33 | 29.7 | [8 empty] | 656747274220 | Y | 0.1 |  |  | https://assetserver.net/_assets/_prop65/shortform cancerandreprod_midat.jpg | US-United States | Mounts & Racks | Racks |  |  | 0 | Table box cutout for C5 Series wood kit | Dimensions specific for Wiremold model InteGreat | Use the online configurator to define location of the cutout |  |  | 0.001 x 0.001 x 0.001
Racks | Middle Atlantic | CWP-115 | 15 AMP CONTROLLED WALL PLATE | 102 | 91.8 | [8 empty] | 656747256707 | Y | 0.9 |  |  | https://assetserver.net/_assets/_prop65/shortform cancerandreprod_midat.jpg | CN-China | Mounts & Racks | Racks |  |  | 0 | Receptacle Type: NEMA 5-15R | Receptacle Type: Hard Wire (2P+E) | Voltage Rating: 120 V AC | Current Rating: 12 A | Product Color: Black | 7.250 x 5.000 x 3.000
Racks | Middle Atlantic | CWP-120-PCON | 20 AMP CONTROLLED WALL PLATE WITH POWERCON | 144 | 129.6 | [8 empty] | 656747256714 | Y | 1 |  |  | https://assetserver.net/_assets/_prop65/shortform cancerandreprod_midat.jpg | CN-China | Mounts & Racks | Racks |  |  | 0 | Dry contact closure input with no external voltage required for control | Rear integrated contact closure to alleviate the need to run the control wire to the front of the wall plate | Available with NEMA or Neutrik PowerCON&reg; receptacle that locks the power cable to the device and wall to militate the potential of accidental unplugging | Compact, Decorator-style insert complete with metal wall plate to fit any standard single gang box | LED indicator when the receptacle is active&reg; | 7.250 x 4.875 x 2.875 | <p>The Controlled Wall Plate provides electricity and power switching capabilities to devices for simplified control from a convenient location. Ideal for powered loudspeakers, the Controlled Wall Plate delivers exceptional value without the complexity and expense of breaker panels or multiple high/low voltage boxes. With the unique design of low voltage, integrated contact connections located at the rear, the Controlled Wall Plate offers an aesthetically-pleasing, robust, and secure solution. The internal power supply ensures no reliance on external input voltage. The compact, single gang form factor fits standard wall or floor boxes or within a partitioned, multi-use box. Additionally, at an attractive price point, this solution delivers a simplified way to control lights, displays, projectors and other devices.</p>
Racks | Middle Atlantic | CWR-12-17PD | 2'DATA WALL CAB,PLEXI DOOR,17"DEEP | 1317 | 1185.3 | [8 empty] | 656747112799 | Y | 91 |  |  | https://assetserver.net/_assets/_prop65/shortform cancerandreprod_midat.jpg | US-United States | Mounts & Racks | Racks |  |  | 0 | Application/Usage: Patch Panel | Features: Cable Management | Features: Adjustable Mounting Rails | Features: Lockable | Features: Removable Door | 26.250 x 23.750 x 30.380 | The CWR wall rack is specifically designed for structured cabling and is a versatile system for mounting multiple patch panels and other voice/data equipment, where floor and wall space are at a premium. This wall rack is made of welded steel for strength and comes with standard with wide-face rackrail, locking swing open center section for front or rear access and includes locking plexi front door for added security. The front door can be easily reversed for left or right hand swing and this rack is engineered for passive thermal management.
Racks | Middle Atlantic | CWR-12-17SD | 2'DATA WLL CAB,SOLID DOOR,17"DEEP | 1155 | 1039.5 | [8 empty] | 656747112805 | Y | 92 |  | https://assetserver.net/_assets/middle atlantic/pdf/cwr1217sd-spec.pdf | https://assetserver.net/_assets/_prop65/shortform cancerandreprod_midat.jpg | US | Mounts & Racks | Racks |  |  | 0 | [5 empty] | 23.750 x 26.250 x 30.380
Racks | Middle Atlantic | CWR-12-17VD | 2'DATA WALL CAB,VENTED DOOR,17"DEEP | 1184 | 1065.6 | [8 empty] | 656747112812 | Y | 92 |  |  | https://assetserver.net/_assets/_prop65/shortform cancerandreprod_midat.jpg | US-United States | Mounts & Racks | Racks |  |  | 0 | Application/Usage: Patch Panel | Form Factor: Floor Standing | Form Factor: Wall Mountable | Product Color: Black Powder Coat | Product Material: Steel | 23.750 x 26.250 x 30.380 | specifically designed for structured cabling, the CWR is a versatile system for mounting multiple patch panels and other voice/date equipment, where floor and wall space are at a premium
Racks | Middle Atlantic | CWR-12-21SD4 | 2'DATA WALL CAB,DEEP SOLID DOOR,21"DEEP | 1307 | 1176.3 | [8 empty] | 656747113369 | Y | 101 |  |  | https://assetserver.net/_assets/_prop65/shortform cancerandreprod_midat.jpg | US-United States | Mounts & Racks | Racks |  |  | 0 | Application/Usage: Patch Panel | Form Factor: Floor Standing | Form Factor: Wall Mountable | Product Color: Black Powder Coat | Product Material: Steel | 29.880 x 26.500 x 30.380 | specifically designed for structured cabling, the CWR is a versatile system for mounting multiple patch panels and other voice/date equipment, where floor and wall space are at a premium
Racks | Middle Atlantic | CWR-12-21VD4 | 2'DATA WALL CAB,DEEP VENTED DOOR,21"DEEP | 1337 | 1203.3 | [8 empty] | 656747113376 | Y | 101 |  |  | https://assetserver.net/_assets/_prop65/shortform cancerandreprod_midat.jpg | US-United States | Mounts & Racks | Racks |  |  | 0 | Application/Usage: Patch Panel | Form Factor: Floor Standing | Form Factor: Wall Mountable | Product Color: Black Powder Coat | Product Material: Steel | 29.880 x 26.500 x 30.380 | specifically designed for structured cabling, the CWR is a versatile system for mounting multiple patch panels and other voice/date equipment, where floor and wall space are at a premium
Racks | Middle Atlantic | CWR-12-22PD | 2'DATA WALL CAB,PLEXI DOOR,22"DEEP | 1447 | 1302.3 | [8 empty] | 656747112836 | Y | 101 |  |  | https://assetserver.net/_assets/_prop65/shortform cancerandreprod_midat.jpg | US-United States | Mounts & Racks | Racks |  |  | 0 | Features: Cable Management | Form Factor: Wall Mountable | Product Color: Black | Product Material: Steel | Height: 24.9" | 23.750 x 26.250 x 30.380 | Specifically designed for structured cabling, the CWR is a versatile system for mounting multiple patch panels and other voice/data equipment, where floor and wall space are at a premium. <p><b>Structural Features</b></p><ul><li>26" width cabinet to allow for much needed space for patching. Comes standard with wide-face rackrail on left and right of cabinet.</li><li>Locking swing open center section allows for easy front and rear access to equipment and cabling</li><li>Includes an easily reversible left or right hand swing locking/latching front door for added security</li><li>Bag of 50 mounting screws included</li></ul><p><b>Thermal Management</b></p><ul><li>Engineered to facilitate passive thermal management - optional fan kit available when additional heat dissipation is required Cable Management</li><li>Ships with front rackrail at 4" setback position to accommodate cable managers. Also accommodates rear rackrail for rear support and cable management.</li><li>Large opening in backpan for mounting over pull boxes, electrical outlets, etc. Large knockouts for conduit and cable entry.</li></ul><p><b>Regulatory / Certifications</b></p><ul><li>Welded construction provides a 200 lb. weight capacity</li><li>UL Listed in the US and Canada</li><li>GREENGUARD Indoor Air Quality Certified for Children and Schools (the most strict level)</li></ul>
Racks | Middle Atlantic | CWR-12-22SD | 2'DATA WALL CAB,SOLID DOOR,22"DEEP | 1270 | 1143 | [8 empty] | 656747112843 | Y | 101 |  |  | https://assetserver.net/_assets/_prop65/shortform cancerandreprod_midat.jpg | US-United States | Mounts & Racks | Racks |  |  | 0 | Application/Usage: Patch Panel | Form Factor: Wall Mountable | Product Color: Black Powder Coat | Product Material: Steel | Maximum Weight Capacity: 200 lb | 23.750 x 26.250 x 30.380 | Specifically designed for structured cabling, the CWR is a versatile system for mounting multiple patch panels and other voice/date equipment, where floor and wall space are at a premium
Racks | Middle Atlantic | CWR-12-22VD | 2'DATA WALL CAB,VENTED DOOR,22"DEEP | 1296 | 1166.4 | [8 empty] | 656747112850 | Y | 101 |  |  | https://assetserver.net/_assets/_prop65/shortform cancerandreprod_midat.jpg | US-United States | Mounts & Racks | Racks |  |  | 0 | Application/Usage: Patch Panel | Form Factor: Floor Standing | Form Factor: Wall Mountable | Product Color: Black Powder Coat | Product Material: Steel | 23.750 x 26.250 x 30.380 | specifically designed for structured cabling, the CWR is a versatile system for mounting multiple patch panels and other voice/date equipment, where floor and wall space are at a premium
Racks | Middle Atlantic | CWR-12-26PD | 2'DATA WALL CAB,PLEXI DOOR,26"DEEP | 1531 | 1377.9 | [8 empty] | 656747112874 | N | 101 |  |  | https://assetserver.net/_assets/_prop65/shortform cancerandreprod_midat.jpg | US | Mounts & Racks | Racks |  |  | 0 | Application/Usage: Patch Panel | Features: Cable Management | Features: Adjustable Mounting Rails | Form Factor: Wall Mountable | Product Color: Black Powder Coat | 29.880 x 26.500 x 30.380 | <b>CWR-12-26PD</b><br> Specifically designed for structured cabling, the CWR is a versatile system for mounting multiple patch panels and other voice/data equipment where floor and wall space are at a premium.
Racks | Middle Atlantic | CWR-12-26PD4 | 2'DATA WALL CAB,DEEP PLEXI DOOR,26"DEEP | 1561 | 1404.9 | [8 empty] | 656747112867 | Y | 101 |  |  | https://assetserver.net/_assets/_prop65/shortform cancerandreprod_midat.jpg | US-United States | Mounts & Racks | Racks |  |  | 0 | Application/Usage: Patch Panel | Form Factor: Wall Mountable | Product Color: Black Powder Coat | Product Material: Steel | Product Material: Plexiglass | 35.500 x 26.500 x 30.380 | Specifically designed for structured cabling, the CWR is a versatile system for mounting multiple patch panels and other voice/date equipment, where floor and wall space are at a premium
Racks | Middle Atlantic | CWR-12-26SD | 2'DATA WALL CAB,SOLID DOOR,26"DEEP | 1344 | 1209.6 | [8 empty] | 656747112881 | Y | 101 |  |  | https://assetserver.net/_assets/_prop65/shortform cancerandreprod_midat.jpg | US-United States | Mounts & Racks | Racks |  |  | 0 | Application/Usage: Patch Panel | Form Factor: Floor Standing | Form Factor: Wall Mountable | Product Color: Black Powder Coat | Product Material: Steel | 29.880 x 26.500 x 30.380 | specifically designed for structured cabling, the CWR is a versatile system for mounting multiple patch panels and other voice/date equipment, where floor and wall space are at a premium
Racks | Middle Atlantic | CWR-12-26SD4 | 2'DATA WALL CAB,DEEP SOLID DOOR,26"DEEP | 1434 | 1290.6 | [8 empty] | 656747113383 | Y | 101 |  |  | https://assetserver.net/_assets/_prop65/shortform cancerandreprod_midat.jpg | US-United States | Mounts & Racks | Racks |  |  | 0 | Application/Usage: Patch Panel | Form Factor: Floor Standing | Form Factor: Wall Mountable | Product Color: Black Powder Coat | Product Material: Steel | 35.500 x 26.500 x 30.380 | specifically designed for structured cabling, the CWR is a versatile system for mounting multiple patch panels and other voice/date equipment, where floor and wall space are at a premium
Racks | Middle Atlantic | CWR-12-26VD | 2'DATA WALL CAB,VENTED DOOR,26"DEEP | 1373 | 1235.7 | [8 empty] | 656747112898 | Y | 101 |  |  | https://assetserver.net/_assets/_prop65/shortform cancerandreprod_midat.jpg | US-United States | Mounts & Racks | Racks |  |  | 0 | Application/Usage: Patch Panel | Form Factor: Floor Standing | Form Factor: Wall Mountable | Product Color: Black Powder Coat | Product Material: Steel | 29.880 x 26.500 x 30.380 | specifically designed for structured cabling, the CWR is a versatile system for mounting multiple patch panels and other voice/date equipment, where floor and wall space are at a premium
Racks | Middle Atlantic | CWR-12-26VD4 | 2'DATA WALL CAB,DEEP VENTED DOOR,26"DEEP | 1467 | 1320.3 | [8 empty] | 656747113390 | Y | 101 |  |  | https://assetserver.net/_assets/_prop65/shortform cancerandreprod_midat.jpg | US-United States | Mounts & Racks | Racks |  |  | 0 | Application/Usage: Patch Panel | Form Factor: Floor Standing | Form Factor: Wall Mountable | Product Color: Black Powder Coat | Product Material: Steel | 35.500 x 26.500 x 30.380 | specifically designed for structured cabling, the CWR is a versatile system for mounting multiple patch panels and other voice/date equipment, where floor and wall space are at a premium
Racks | Middle Atlantic | CWR-12-32PD | 2'DATA WALL CAB,PLEXI DOOR,32"DEEP | 1667 | 1500.3 | [8 empty] | 656747112911 | Y | 101 |  |  | https://assetserver.net/_assets/_prop65/shortform cancerandreprod_midat.jpg | US-United States | Mounts & Racks | Racks |  |  | 0 | Application/Usage: Patch Panel | Features: Cable Management | Features: Adjustable Mounting Rails | Features: Lockable | Features: Removable Door | 35.500 x 26.500 x 30.380 | Specifically designed for structured cabling, the CWR is a versatile system for mounting multiple patch panels and other voice/data equipment, where floor and wall space are at a premium.<br /><br /> This wall mount rack has a welded steel construction for strength and comes standard with adjustable wide-face rack rail. The locking swing door has an open center section for front or rear access to the equipment. The locking and latching plexi front door can be easily reversed for a left or right hand swing.
Racks | Middle Atlantic | CWR-12-32SD | 2'DATA WALL CAB,SOLID DOOR,32"DEEP | 1460 | 1314 | [8 empty] | 656747112928 | Y | 105 |  |  | https://assetserver.net/_assets/_prop65/shortform cancerandreprod_midat.jpg | US-United States | Mounts & Racks | Racks |  |  | 0 | Application/Usage: Patch Panel | Form Factor: Floor Standing | Form Factor: Wall Mountable | Product Color: Black Powder Coat | Product Material: Steel | 35.500 x 26.500 x 30.380 | specifically designed for structured cabling, the CWR is a versatile system for mounting multiple patch panels and other voice/date equipment, where floor and wall space are at a premium
Racks | Middle Atlantic | CWR-12-32VD | 2'DATA WALL CAB,VENTED DOOR,32"DEEP | 1494 | 1344.6 | [8 empty] | 656747112935 | Y | 101 |  |  | https://assetserver.net/_assets/_prop65/shortform cancerandreprod_midat.jpg | US-United States | Mounts & Racks | Racks |  |  | 0 | Application/Usage: Patch Panel | Form Factor: Floor Standing | Form Factor: Wall Mountable | Product Color: Black Powder Coat | Product Material: Steel | 35.500 x 26.500 x 30.380 | specifically designed for structured cabling, the CWR is a versatile system for mounting multiple patch panels and other voice/date equipment, where floor and wall space are at a premium
Racks | Middle Atlantic | CWR-12-36PD4 | 2'DATA WALL CA,DEEP PLEXI DOOR,36"DEEP | 1798 | 1618.2 | [8 empty] | 656747112942 | Y | 101 |  |  | https://assetserver.net/_assets/_prop65/shortform cancerandreprod_midat.jpg | US-United States | Mounts & Racks | Racks |  |  | 0 | Application/Usage: Patch Panel | Form Factor: Wall Mountable | Product Color: Black Powder Coat | Product Material: Steel | Product Material: Plexiglass | 45.500 x 26.500 x 30.380 | Specifically designed for structured cabling, the CWR is a versatile system for mounting multiple patch panels and other voice/date equipment, where floor and wall space are at a premium
Racks | Middle Atlantic | CWR-12-36SD4 | 2'DATA WALL CAB,DEEP SOLID DOOR,36"DEEP | 1651 | 1485.9 | [8 empty] | 656747113420 | Y | 101 |  |  | https://assetserver.net/_assets/_prop65/shortform cancerandreprod_midat.jpg | US-United States | Mounts & Racks | Racks |  |  | 0 | Application/Usage: Patch Panel | Form Factor: Floor Standing | Form Factor: Wall Mountable | Product Color: Black Powder Coat | Product Material: Steel | 45.500 x 26.500 x 30.380 | specifically designed for structured cabling, the CWR is a versatile system for mounting multiple patch panels and other voice/date equipment, where floor and wall space are at a premium
Racks | Middle Atlantic | CWR-12-36VD4 | 2'DATA WALL CAB,DEEP VENTED DOOR,36"DEEP | 1691 | 1521.9 | [8 empty] | 656747113437 | Y | 101 |  |  | https://assetserver.net/_assets/_prop65/shortform cancerandreprod_midat.jpg | US-United States | Mounts & Racks | Racks |  |  | 0 | Application/Usage: Patch Panel | Form Factor: Floor Standing | Form Factor: Wall Mountable | Product Color: Black Powder Coat | Product Material: Steel | 45.500 x 26.500 x 30.380 | specifically designed for structured cabling, the CWR is a versatile system for mounting multiple patch panels and other voice/date equipment, where floor and wall space are at a premium
Racks | Middle Atlantic | CWR-18-17PD | 3'DATA WALL CAB,PLEXI DOOR,17"DEEP | 1436 | 1292.4 | [8 empty] | 656747112959 | Y | 105 |  |  | https://assetserver.net/_assets/_prop65/shortform cancerandreprod_midat.jpg | US-United States | Mounts & Racks | Racks |  |  | 0 | Application/Usage: Patch Panel | Features: Cable Management | Features: Adjustable Mounting Rails | Features: Lockable | Form Factor: Wall Mountable | 23.750 x 26.250 x 40.380 | <b>CWR-18-17PD</b><br> Specifically designed for structured cabling, the CWR is a versatile system for mounting multiple patch panels and other voice/data equipment where floor and wall space are at a premium.
Racks | Middle Atlantic | CWR-18-17SD | 3'DATA WALL CAB,SOLID DOOR,17"DEEP | 1262 | 1135.8 | [8 empty] | 656747112966 | Y | 105 |  |  | https://assetserver.net/_assets/_prop65/shortform cancerandreprod_midat.jpg | US-United States | Mounts & Racks | Racks |  |  | 0 | Application/Usage: Patch Panel | Form Factor: Floor Standing | Form Factor: Wall Mountable | Product Color: Black Powder Coat | Product Material: Steel | 23.750 x 26.250 x 40.380 | specifically designed for structured cabling, the CWR is a versatile system for mounting multiple patch panels and other voice/date equipment, where floor and wall space are at a premium
Racks | Middle Atlantic | CWR-18-17VD | 3'DATA WALL CAB,VENTED DOOR,17"DEEP | 1288 | 1159.2 | [8 empty] | 656747112973 | N | 95 |  |  | https://assetserver.net/_assets/_prop65/shortform cancerandreprod_midat.jpg | US | Mounts & Racks | Racks |  |  | 0 | Application/Usage: Patch Panel | Form Factor: Wall Mountable | Product Color: Black Powder Coat | Product Material: Steel | Maximum Weight Capacity: 200 lb | 23.750 x 26.250 x 40.380 | Specifically designed for structured cabling, the CWR is a versatile system for mounting multiple patch panels and other voice/date equipment, where floor and wall space are at a premium
Racks | Middle Atlantic | CWR-18-21PD4 | 3'DATA WALL CAB,DEEP PLEXI DOOR,21"DEEP | 1549 | 1394.1 | [8 empty] | 656747112980 | Y | 102 |  |  | https://assetserver.net/_assets/_prop65/shortform cancerandreprod_midat.jpg | US-United States | Mounts & Racks | Racks |  |  | 0 | Application/Usage: Patch Panel | Form Factor: Floor Standing | Form Factor: Wall Mountable | Product Color: Black Powder Coat | Product Material: Steel | 29.880 x 26.500 x 40.380 | specifically designed for structured cabling, the CWR is a versatile system for mounting multiple patch panels and other voice/date equipment, where floor and wall space are at a premium
Racks | Middle Atlantic | CWR-18-21VD4 | 3'DATA WALL CAB,DEEP VENTED DOOR,21"DEEP | 1456 | 1310.4 | [8 empty] | 656747113451 | Y | 102 |  |  | https://assetserver.net/_assets/_prop65/shortform cancerandreprod_midat.jpg | US-United States | Mounts & Racks | Racks |  |  | 0 | Application/Usage: Patch Panel | Form Factor: Floor Standing | Form Factor: Wall Mountable | Product Color: Black Powder Coat | Product Material: Steel | 29.880 x 26.500 x 40.380 | specifically designed for structured cabling, the CWR is a versatile system for mounting multiple patch panels and other voice/date equipment, where floor and wall space are at a premium
Racks | Middle Atlantic | CWR-18-22PD | 3'DATA WALL CAB,PLEXI DOOR,22"DEEP | 1603 | 1442.7 | [8 empty] | 656747112997 | N | 92 |  |  | https://assetserver.net/_assets/_prop65/shortform cancerandreprod_midat.jpg | US | Mounts & Racks | Racks |  |  | 0 | Application/Usage: Patch Panel | Features: Cable Management | Features: Adjustable Mounting Rails | Features: Lockable | Form Factor: Wall Mountable | 23.750 x 26.250 x 40.380 | <b>CWR-18-22PD </b><br> Specifically designed for structured cabling, the CWR is a versatile system for mounting multiple patch panels and other voice/data equipment where floor and wall space are at a premium.
Racks | Middle Atlantic | CWR-18-22SD | 3'DATA WALL CAB,SOLID DOOR,22"DEEP | 1410 | 1269 | [8 empty] | 656747113000 | Y | 93 |  |  | https://assetserver.net/_assets/_prop65/shortform cancerandreprod_midat.jpg | US | Mounts & Racks | Racks |  |  | 0 | [5 empty] | 23.750 x 26.250 x 40.380
Racks | Middle Atlantic | CWR-18-22VD | 3'DATA WALL CAB,VENTED DOOR,22"DEEP | 1441 | 1296.9 | [8 empty] | 656747113017 | N | 119 |  |  | https://assetserver.net/_assets/_prop65/shortform cancerandreprod_midat.jpg | US | Mounts & Racks | Racks |  |  | 0 | Application/Usage: Patch Panel | Form Factor: Wall Mountable | Form Factor: Floor Standing | Product Color: Black Powder Coat | Product Material: Steel | 23.750 x 26.250 x 40.380 | specifically designed for structured cabling, the CWR is a versatile system for mounting multiple patch panels and other voice/date equipment, where floor and wall space are at a premium
Racks | Middle Atlantic | CWR-18-26PD | 3'DATA WALL CAB,PLEXI DOOR,26"DEEP | 1658 | 1492.2 | [8 empty] | 656747113031 | N | 102 |  |  | https://assetserver.net/_assets/_prop65/shortform cancerandreprod_midat.jpg | PA | Mounts & Racks | Racks |  |  | 0 | Application/Usage: Patch Panel | Features: Cable Management | Features: Adjustable Mounting Rails | Form Factor: Wall Mountable | Product Color: Black Powder Coat | 29.880 x 26.500 x 40.380 | <b>CWR-18-26PD</b><br> Specifically designed for structured cabling, the CWR is a versatile system for mounting multiple patch panels and other voice/data equipment where floor and wall space are at a premium.
Racks | Middle Atlantic | CWR-18-26PD4 | 3'DATA WALL CAB,DEEP PLEXI DOOR,26"DEEP | 1730 | 1557 | [8 empty] | 656747113024 | Y | 112 |  |  | https://assetserver.net/_assets/_prop65/shortform cancerandreprod_midat.jpg | US-United States | Mounts & Racks | Racks |  |  | 0 | Application/Usage: Patch Panel | Form Factor: Floor Standing | Form Factor: Wall Mountable | Product Color: Black Powder Coat | Product Material: Steel | 35.500 x 26.500 x 40.380 | specifically designed for structured cabling, the CWR is a versatile system for mounting multiple patch panels and other voice/date equipment, where floor and wall space are at a premium
Racks | Middle Atlantic | CWR-18-26SD | 3'DATA WALL CAB,SOLID DOOR,26"DEEP | 1456 | 1310.4 | [8 empty] | 656747113048 | Y | 102 |  |  | https://assetserver.net/_assets/_prop65/shortform cancerandreprod_midat.jpg | US-United States | Mounts & Racks | Racks |  |  | 0 | Application/Usage: Patch Panel | Form Factor: Floor Standing | Form Factor: Wall Mountable | Product Color: Black Powder Coat | Product Material: Steel | 30.000 x 27.000 x 43.000 | specifically designed for structured cabling, the CWR is a versatile system for mounting multiple patch panels and other voice/date equipment, where floor and wall space are at a premium
Racks | Middle Atlantic | CWR-18-26SD4 | 3'DATA WALL CAB,DEEP SOLID DOOR,26"DEEP | 1592 | 1432.8 | [8 empty] | 656747113468 | Y | 112 |  |  | https://assetserver.net/_assets/_prop65/shortform cancerandreprod_midat.jpg | US-United States | Mounts & Racks | Racks |  |  | 0 | Application/Usage: Patch Panel | Form Factor: Floor Standing | Form Factor: Wall Mountable | Product Color: Black Powder Coat | Product Material: Steel | 35.500 x 26.500 x 40.380 | specifically designed for structured cabling, the CWR is a versatile system for mounting multiple patch panels and other voice/date equipment, where floor and wall space are at a premium
Racks | Middle Atlantic | CWR-18-26VD | 3'DATA WALL CAB,VENTED DOOR,26"DEEP | 1488 | 1339.2 | [8 empty] | 656747113055 | Y | 131 |  |  | https://assetserver.net/_assets/_prop65/shortform cancerandreprod_midat.jpg | US | Mounts & Racks | Racks |  |  | 0 | Application/Usage: Patch Panel | Form Factor: Wall Mountable | Product Color: Black Powder Coat | Product Material: Steel | Maximum Weight Capacity: 200 lb | 29.880 x 26.500 x 40.380 | Specifically designed for structured cabling, the CWR is a versatile system for mounting multiple patch panels and other voice/date equipment, where floor and wall space are at a premium
Racks | Middle Atlantic | CWR-18-26VD4 | 3'DATA WALL CAB,DEEP VENTED DOOR,26"DEEP | 1627 | 1464.3 | [8 empty] | 656747113475 | Y | 112 |  |  | https://assetserver.net/_assets/_prop65/shortform cancerandreprod_midat.jpg | US-United States | Mounts & Racks | Racks |  |  | 0 | Application/Usage: Patch Panel | Form Factor: Floor Standing | Form Factor: Wall Mountable | Product Color: Black Powder Coat | Product Material: Steel | 35.500 x 26.500 x 40.380 | specifically designed for structured cabling, the CWR is a versatile system for mounting multiple patch panels and other voice/date equipment, where floor and wall space are at a premium
Racks | Middle Atlantic | CWR-18-30PD4 | 3'DATA WALL CAB,DEEP PLEXI DOOR,30"DEEP | 1787 | 1608.3 | [8 empty] | 656747113062 | Y | 121 |  |  | https://assetserver.net/_assets/_prop65/shortform cancerandreprod_midat.jpg | US-United States | Mounts & Racks | Racks |  |  | 0 | Application/Usage: Patch Panel | Form Factor: Floor Standing | Form Factor: Wall Mountable | Product Color: Black Powder Coat | Product Material: Steel | 39.000 x 26.500 x 40.380 | specifically designed for structured cabling, the CWR is a versatile system for mounting multiple patch panels and other voice/date equipment, where floor and wall space are at a premium
Racks | Middle Atlantic | CWR-18-30SD4 | 3'DATA WALL CAB,DEEP SOLID DOOR,30"DEEP | 1644 | 1479.6 | [8 empty] | 656747113482 | Y | 121 |  |  | https://assetserver.net/_assets/_prop65/shortform cancerandreprod_midat.jpg | US-United States | Mounts & Racks | Racks |  |  | 0 | Application/Usage: Patch Panel | Form Factor: Floor Standing | Form Factor: Wall Mountable | Product Color: Black Powder Coat | Product Material: Steel | 39.000 x 26.500 x 40.380 | specifically designed for structured cabling, the CWR is a versatile system for mounting multiple patch panels and other voice/date equipment, where floor and wall space are at a premium
Racks | Middle Atlantic | CWR-18-30VD4 | 3'DATA WALL CAB,DEEP VENTED DOOR,30"DEEP | 1746 | 1571.4 | [8 empty] | 0656747113499 | Y | 142 |  |  | https://assetserver.net/_assets/_prop65/shortform cancerandreprod_midat.jpg | US-United States of America | Mounts & Racks | Racks |  |  | 0 | [6 empty] | specifically designed for structured cabling, the CWR is a versatile system for mounting multiple patch panels and other voice/date equipment, where floor and wall space are at a premium
Racks | Middle Atlantic | CWR-18-32PD | 3'DATA WALL CAB,PLEXI DOOR,32"DEEP | 1750 | 1575 | [8 empty] | 656747113079 | Y | 112 |  |  | https://assetserver.net/_assets/_prop65/shortform cancerandreprod_midat.jpg | US-United States | Mounts & Racks | Racks |  |  | 0 | Application/Usage: Patch Panel | Form Factor: Wall Mountable | Product Color: Black Powder Coat | Product Material: Steel | Product Material: Plexiglass | 35.500 x 26.500 x 40.380 | Specifically designed for structured cabling, the CWR is a versatile system for mounting multiple patch panels and other voice/data equipment, where floor and wall space are at a premium.<br /><br /> This wall mount rack has a welded steel construction for strength and comes standard with adjustable wide-face rack rail. The locking swing door has an open center section for front or rear access to the equipment. The locking and latching plexi front door can be easily reversed for a left or right hand swing.
Racks | Middle Atlantic | CWR-18-32SD | 3'DATA WALL CAB,SOLID DOOR,32"DEEP | 1533 | 1379.7 | [8 empty] | 656747113086 | Y | 115 |  |  | https://assetserver.net/_assets/_prop65/shortform cancerandreprod_midat.jpg | US-United States | Mounts & Racks | Racks |  |  | 0 | Application/Usage: Patch Panel | Form Factor: Floor Standing | Form Factor: Wall Mountable | Product Color: Black Powder Coat | Product Material: Steel | 35.500 x 26.500 x 40.380 | specifically designed for structured cabling, the CWR is a versatile system for mounting multiple patch panels and other voice/date equipment, where floor and wall space are at a premium
Racks | Middle Atlantic | CWR-18-32VD | 3'DATA WALL CAB,VENTED DOOR,32"DEEP | 1569 | 1412.1 | [8 empty] | 656747113093 | Y | 112 |  |  | https://assetserver.net/_assets/_prop65/shortform cancerandreprod_midat.jpg | US-United States | Mounts & Racks | Racks |  |  | 0 | Application/Usage: Patch Panel | Form Factor: Wall Mountable | Product Color: Black Powder Coat | Product Material: Steel | Maximum Weight Capacity: 200 lb | 35.500 x 26.500 x 40.380 | Specifically designed for structured cabling, the CWR is a versatile system for mounting multiple patch panels and other voice/date equipment, where floor and wall space are at a premium
Racks | Middle Atlantic | CWR-18-36PD4 | 3'DATA WALL CAB,DEEP PLEXI DOOR,36"DEEP | 1887 | 1698.3 | [8 empty] | 656747113109 | Y | 126 |  |  | https://assetserver.net/_assets/_prop65/shortform cancerandreprod_midat.jpg | US-United States | Mounts & Racks | Racks |  |  | 0 | Application/Usage: Patch Panel | Form Factor: Floor Standing | Form Factor: Wall Mountable | Product Color: Black Powder Coat | Product Material: Steel | 45.500 x 26.500 x 40.380 | specifically designed for structured cabling, the CWR is a versatile system for mounting multiple patch panels and other voice/date equipment, where floor and wall space are at a premium
Racks | Middle Atlantic | CWR-18-36SD4 | 3'DATA WALL CAB,DEEP SOLID DOOR,36"DEEP | 1738 | 1564.2 | [8 empty] | 656747113505 | Y | 126 |  |  | https://assetserver.net/_assets/_prop65/shortform cancerandreprod_midat.jpg | US-United States | Mounts & Racks | Racks |  |  | 0 | Application/Usage: Patch Panel | Form Factor: Floor Standing | Form Factor: Wall Mountable | Product Color: Black Powder Coat | Product Material: Steel | 45.500 x 26.500 x 40.380 | specifically designed for structured cabling, the CWR is a versatile system for mounting multiple patch panels and other voice/date equipment, where floor and wall space are at a premium
Racks | Middle Atlantic | CWR-18-36VD4 | 3'DATA WALL CAB,DEEP VENTED DOOR,36"DEEP | 1777 | 1599.3 | [8 empty] | 656747113512 | Y | 126 |  |  | https://assetserver.net/_assets/_prop65/shortform cancerandreprod_midat.jpg | US-United States | Mounts & Racks | Racks |  |  | 0 | Application/Usage: Patch Panel | Form Factor: Floor Standing | Form Factor: Wall Mountable | Product Color: Black Powder Coat | Product Material: Steel | 45.500 x 26.500 x 40.380 | specifically designed for structured cabling, the CWR is a versatile system for mounting multiple patch panels and other voice/date equipment, where floor and wall space are at a premium
Racks | Middle Atlantic | CWR-26-17PD | 4'DATA WALL CAB,PLEXI DOOR,17"DEEP | 1648 | 1483.2 | [8 empty] | 656747113116 | Y | 126 | https://assetserver.net/_assets/middle atlantic/1000/cwr2617pd.jpg |  | https://assetserver.net/_assets/_prop65/shortform cancerandreprod_midat.jpg | US-United States | Mounts & Racks | Racks |  |  | 0 | Application/Usage: Patch Panel | Features: Cable Management | Features: Adjustable Mounting Rails | Features: Lockable Door | Product Color: Black Powder Coat | 23.750 x 26.250 x 54.380 | CWR-26-17PD</b> <br />Specifically designed for structured cabling, the CWR is a versatile system for mounting multiple patch panels and other voice/data equipment where floor and wall space are at a premium.
Racks | Middle Atlantic | CWR-26-17SD | 4'DATA WALL CAB,SOLID DOOR,17"DEEP | 1447 | 1302.3 | [8 empty] | 656747113123 | Y | 125 |  |  | https://assetserver.net/_assets/_prop65/shortform cancerandreprod_midat.jpg | US-United States | Mounts & Racks | Racks |  |  | 0 | Application/Usage: Patch Panel | Form Factor: Floor Standing | Form Factor: Wall Mountable | Product Color: Black Powder Coat | Product Material: Steel | 23.750 x 26.250 x 54.380 | specifically designed for structured cabling, the CWR is a versatile system for mounting multiple patch panels and other voice/date equipment, where floor and wall space are at a premium
Racks | Middle Atlantic | CWR-26-17VD | 4'DATA WALL CAB,VENTED DOOR,17"DEEP | 1481 | 1332.9 | [8 empty] | 656747113130 | Y | 126 |  |  | https://assetserver.net/_assets/_prop65/shortform cancerandreprod_midat.jpg | US-United States | Mounts & Racks | Racks |  |  | 0 | Application/Usage: Patch Panel | Form Factor: Wall Mountable | Product Color: Black Powder Coat | Product Material: Steel | Maximum Weight Capacity: 200 lb | 23.750 x 26.250 x 54.380 | Specifically designed for structured cabling, the CWR is a versatile system for mounting multiple patch panels and other voice/date equipment, where floor and wall space are at a premium
Racks | Middle Atlantic | CWR-26-22PD | 4'DATA WALL CAB,PLEXI DOOR,22"DEEP | 1725 | 1552.5 | [8 empty] | 656747113154 | Y | 119 |  |  | https://assetserver.net/_assets/_prop65/shortform cancerandreprod_midat.jpg | US-United States | Mounts & Racks | Racks |  |  | 0 | Application/Usage: Patch Panel | Form Factor: Wall Mountable | Product Color: Black Powder Coat | Product Material: Steel | Product Material: Plexiglass | 23.750 x 26.250 x 54.380 | <p>Specifically designed for structured cabling, the CWR is a versatile system for mounting multiple patch panels and other voice/data equipment where floor and wall space are at a premium.</p> <ul> <li>Welded steel construction for strength</li> <li>26" width provides extra space for cables and patching</li> <li>Comes standard with adjustable wide-face rackrail</li> <li>Locking swing open center section for front and rear access</li> <li>Includes a locking/latching plexi front door for added security</li> <li>Front door can be easily reversed for left or right hand swing</li> <li>Engineered for passive thermal management; optional fan kit available</li> <li>Bag of 50 mounting screws included</li> </ul>
Racks | Middle Atlantic | CWR-26-22SD | 4'DATA WALL CAB,SOLID DOOR,22"DEEP | 1515 | 1363.5 | [8 empty] | 656747113161 | Y | 130 |  |  | https://assetserver.net/_assets/_prop65/shortform cancerandreprod_midat.jpg | US-United States | Mounts & Racks | Racks |  |  | 0 | Application/Usage: Patch Panel | Form Factor: Wall Mountable | Product Color: Black Powder Coat | Product Material: Steel | Maximum Weight Capacity: 200 lb | 23.750 x 26.250 x 54.380 | Specifically designed for structured cabling, the CWR is a versatile system for mounting multiple patch panels and other voice/date equipment, where floor and wall space are at a premium
Racks | Middle Atlantic | CWR-26-22VD | 4'DATA WALL CAB,VENTED DOOR,22"DEEP | 1547 | 1392.3 | [8 empty] | 656747113178 | N | 152 |  |  | https://assetserver.net/_assets/_prop65/shortform cancerandreprod_midat.jpg | US-United States of America | Mounts & Racks | Racks |  |  | 0 | Application/Usage: Patch Panel | Form Factor: Wall Mountable | Product Color: Black Powder Coat | Product Material: Steel | Maximum Weight Capacity: 200 lb | 23.750 x 26.250 x 54.380 | Specifically designed for structured cabling, the CWR is a versatile system for mounting multiple patch panels and other voice/date equipment, where floor and wall space are at a premium
Racks | Middle Atlantic | CWR-26-26PD | 4'DATA WALL CAB,PLEXI DOOR,26"DEEP | 1800 | 1620 | [8 empty] | 656747113192 | N | 130 |  |  | https://assetserver.net/_assets/_prop65/shortform cancerandreprod_midat.jpg | US | Mounts & Racks | Racks |  |  | 0 | Application/Usage: Patch Panel | Form Factor: Wall Mountable | Product Color: Black Powder Coat | Product Material: Steel | Maximum Weight Capacity: 200 lb | 29.880 x 26.500 x 54.380 | The CWR-26-22PD is a data wall mount cabinet designed for structured cabling applications where floor and wall space are at a premium. The rack is a versatile system that can be used to mount multiple patch panels and other voice/data equipment. The rack features a welded steel construction that provides optimal strength and durability. The rack comes with 12-24 threaded rack rail and rear latch lock for securing the equipment. The 26in width of the rack provides extra space for cables and patching. The rack rail is adjustable for a wide-face that ensures that the equipment is well supported. The locking swing open center section of the rack provides easy front and rear access to the equipment. The rack also includes a locking/latching plexi front door that provides added security to the equipment. The front door can be easily reversed for left or right-hand swing. The rack is engineered for passive thermal management, and an optional fan kit is available for those who need active thermal management. Additionally, the CWR-26-22PD comes with a bag of 50 mounting screws included for easy installation.
Racks | Middle Atlantic | CWR-26-26PD4 | 4'DATA WALL CAB,DEEP PLEXI DOOR,26"DEEP | 1859 | 1673.1 | [8 empty] | 656747113185 | Y | 140 |  |  | https://assetserver.net/_assets/_prop65/shortform cancerandreprod_midat.jpg | US-United States | Mounts & Racks | Racks |  |  | 0 | Application/Usage: Patch Panel | Form Factor: Floor Standing | Height: 49.4" | Width: 27.4" | Rack Height: 26U | 35.500 x 26.500 x 54.380 | Data Wall Rack with 12-24 threaded rack rail and rear latch lock. Specifically designed for structured cabling, the CWR is a versatile system for mounting multiple patch panels and other voice/data equipment where floor and wall space are at a premium. Welded steel construction for strength. 26in width provides extra space for cables and patching. Comes standard with adjustable wide-face rack rail. Locking swing open center section for front and rear access. Includes a locking/latching plexi front door for added security. Front door can be easily reversed for left or right hand swing. Engineered for passive thermal management; optional fan kit available. Bag of 50 mounting screws included.
Racks | Middle Atlantic | CWR-26-26SD | 4'DATA WALL CAB,SOLID DOOR,26"DEEP | 1579 | 1421.1 | [8 empty] | 656747113208 | Y | 129 |  |  | https://assetserver.net/_assets/_prop65/shortform cancerandreprod_midat.jpg | US-United States | Mounts & Racks | Racks |  |  | 0 | Application/Usage: Patch Panel | Form Factor: Wall Mountable | Product Color: Black Powder Coat | Product Material: Steel | Maximum Weight Capacity: 200 lb | 29.880 x 26.500 x 54.380 | Specifically designed for structured cabling, the CWR is a versatile system for mounting multiple patch panels and other voice/date equipment, where floor and wall space are at a premium
Racks | Middle Atlantic | CWR-26-26SD4 | 4'DATA WALL CAB,DEEP SOLID DOOR,26"DEEP | 1708 | 1537.2 | [8 empty] | 656747113543 | Y | 140 |  |  | https://assetserver.net/_assets/_prop65/shortform cancerandreprod_midat.jpg | US-United States | Mounts & Racks | Racks |  |  | 0 | Application/Usage: Patch Panel | Form Factor: Floor Standing | Form Factor: Wall Mountable | Product Color: Black Powder Coat | Product Material: Steel | 35.500 x 26.500 x 54.380 | specifically designed for structured cabling, the CWR is a versatile system for mounting multiple patch panels and other voice/date equipment, where floor and wall space are at a premium
Racks | Middle Atlantic | CWR-26-26VD | 4'DATA WALL CAB,VENTED DOOR,26"DEEP | 1615 | 1453.5 | [8 empty] | 656747113215 | Y | 140 |  |  | https://assetserver.net/_assets/_prop65/shortform cancerandreprod_midat.jpg | US-United States | Mounts & Racks | Racks |  |  | 0 | Application/Usage: Patch Panel | Form Factor: Floor Standing | Form Factor: Wall Mountable | Product Color: Black Powder Coat | Product Material: Steel | 29.880 x 26.500 x 54.380 | specifically designed for structured cabling, the CWR is a versatile system for mounting multiple patch panels and other voice/date equipment, where floor and wall space are at a premium
Racks | Middle Atlantic | CWR-26-26VD4 | 4'DATA WALL CAB,DEEP VENTED DOOR,26"DEEP | 1748 | 1573.2 | [8 empty] | 656747113550 | N | 140 |  |  | https://assetserver.net/_assets/_prop65/shortform cancerandreprod_midat.jpg | US | Mounts & Racks | Racks |  |  | 0 | Application/Usage: Patch Panel | Form Factor: Floor Standing | Form Factor: Wall Mountable | Product Color: Black Powder Coat | Product Material: Steel | 35.500 x 26.500 x 54.380 | specifically designed for structured cabling, the CWR is a versatile system for mounting multiple patch panels and other voice/date equipment, where floor and wall space are at a premium
Racks | Middle Atlantic | CWR-26-30PD4 | 4'DATA WALL CAB,DEEP PLEXI DOOR,30"DEEP | 1944 | 1749.6 | [8 empty] | 656747113222 | Y | 140 |  |  | https://assetserver.net/_assets/_prop65/shortform cancerandreprod_midat.jpg | US-United States | Mounts & Racks | Racks |  |  | 0 | Application/Usage: Patch Panel | Form Factor: Floor Standing | Form Factor: Wall Mountable | Product Color: Black Powder Coat | Product Material: Steel | 39.000 x 26.500 x 54.380 | specifically designed for structured cabling, the CWR is a versatile system for mounting multiple patch panels and other voice/date equipment, where floor and wall space are at a premium
Racks | Middle Atlantic | CWR-26-30SD4 | 4'DATA WALL CAB,DEEP SOLID DOOR,30"DEEP | 1787 | 1608.3 | [8 empty] | 656747113567 | Y | 140 |  |  | https://assetserver.net/_assets/_prop65/shortform cancerandreprod_midat.jpg | US-United States | Mounts & Racks | Racks |  |  | 0 | Application/Usage: Patch Panel | Form Factor: Floor Standing | Form Factor: Wall Mountable | Product Color: Black Powder Coat | Product Material: Steel | 39.000 x 26.500 x 54.380 | specifically designed for structured cabling, the CWR is a versatile system for mounting multiple patch panels and other voice/date equipment, where floor and wall space are at a premium
Racks | Middle Atlantic | CWR-26-30VD4 | 4'DATA WALL CAB,DEEP VENTED DOOR,30"DEEP | 1779 | 1601.1 | [8 empty] | 0656747113574 | Y | 0 | https://assetserver.net/_assets/middle atlantic/1000/cwr2630vd4.jpg | https://assetserver.net/_assets/middle atlantic/pdf/cwr2630vd4-spec.pdf |  | US-United States of America | Mounts & Racks | Racks |  |  | 0 | Welded steel construction for strength | 26” width provides extra space for cables and patching | Comes standard with adjustable wide-face rackrail | Locking swing open center section for front and rear access | Includes a locking/latching plexi front door for added security |  | Data Wall Rack with 12-24 threaded rackrail and rear latch lock Specifically designed for structured cabling, the CWR is a versatile system for mounting multiple patch panels and other voice/data equipment where floor and wall space are at a premium.
Racks | Middle Atlantic | CWR-26-32PD | 4'DATA WALL CAB,PLEXI DOOR,32"DEEP | 1970 | 1773 | [8 empty] | 656747113239 | Y | 140 |  |  | https://assetserver.net/_assets/_prop65/shortform cancerandreprod_midat.jpg | US-United States | Mounts & Racks | Racks |  |  | 0 | Application/Usage: Patch Panel | Form Factor: Wall Mountable | Product Color: Black Powder Coat | Product Material: Steel | Product Material: Plexiglass | 35.500 x 26.500 x 54.380 | <p>Specifically designed for structured cabling, the CWR is a versatile system for mounting multiple patch panels and other voice/data equipment where floor and wall space are at a premium.</p> <ul> <li>Welded steel construction for strength</li> <li>26" width provides extra space for cables and patching</li> <li>Comes standard with adjustable wide-face rackrail</li> <li>Locking swing open center section for front and rear access</li> <li>Includes a locking/latching plexi front door for added security</li> <li>Front door can be easily reversed for left or right hand swing</li> <li>Engineered for passive thermal management; optional fan kit available</li> <li>Bag of 50 mounting screws included</li> </ul>
Racks | Middle Atlantic | CWR-26-32SD | 4'DATA WALL CAB,SOLID DOOR,32"DEEP | 1727 | 1554.3 | [8 empty] | 656747113246 | Y | 140 |  |  | https://assetserver.net/_assets/_prop65/shortform cancerandreprod_midat.jpg | US-United States | Mounts & Racks | Racks |  |  | 0 | Application/Usage: Patch Panel | Form Factor: Wall Mountable | Product Color: Black Powder Coat | Product Material: Steel | Maximum Weight Capacity: 200 lb | 35.500 x 26.500 x 54.380 | Specifically designed for structured cabling, the CWR is a versatile system for mounting multiple patch panels and other voice/date equipment, where floor and wall space are at a premium
Racks | Middle Atlantic | CWR-26-32VD | 4'DATA WALL CAB,VENTED DOOR,32"DEEP | 1766 | 1589.4 | [8 empty] | 656747113253 | Y | 140 |  |  | https://assetserver.net/_assets/_prop65/shortform cancerandreprod_midat.jpg | US-United States | Mounts & Racks | Racks |  |  | 0 | Application/Usage: Patch Panel | Form Factor: Floor Standing | Form Factor: Wall Mountable | Product Color: Black Powder Coat | Product Material: Steel | 35.500 x 26.500 x 54.380 | specifically designed for structured cabling, the CWR is a versatile system for mounting multiple patch panels and other voice/date equipment, where floor and wall space are at a premium
Racks | Middle Atlantic | CWR-26-36PD4 | 4'DATA WALL CAB,DEEP PLEXI DOOR,36"DEEP | 2122 | 1909.8 | [8 empty] | 656747113260 | Y | 150 |  | https://assetserver.net/_assets/middle atlantic/pdf/cwr2636pd4-spec.pdf | https://assetserver.net/_assets/_prop65/shortform cancerandreprod_midat.jpg | US-United States | Mounts & Racks | Racks |  |  | 0 | Application/Usage: Patch Panel | Form Factor: Wall Mountable | Product Color: Black Powder Coat | Product Material: Steel | Product Material: Plexiglass | 45.500 x 26.500 x 54.380 | Specifically designed for structured cabling, the CWR is a versatile system for mounting multiple patch panels and other voice/date equipment, where floor and wall space are at a premium
Racks | Middle Atlantic | CWR-26-36SD4 | 4'DATA WALL CAB,DEEP SOLID DOOR,36"DEEP | 1953 | 1757.7 | [8 empty] | 656747113581 | Y | 150 |  |  | https://assetserver.net/_assets/_prop65/shortform cancerandreprod_midat.jpg | US-United States | Mounts & Racks | Racks |  |  | 0 | Application/Usage: Patch Panel | Form Factor: Wall Mountable | Product Color: Black Powder Coat | Product Material: Steel | Maximum Weight Capacity: 200 lb | 45.500 x 26.500 x 54.380 | Specifically designed for structured cabling, the CWR is a versatile system for mounting multiple patch panels and other voice/date equipment, where floor and wall space are at a premium
Racks | Middle Atlantic | CWR-26-36VD4 | 4'DATA WALL CAB,DEEP VENTED DOOR,36"DEEP | 1992 | 1792.8 | [8 empty] | 656747113598 | Y | 150 |  |  | https://assetserver.net/_assets/_prop65/shortform cancerandreprod_midat.jpg | US-United States | Mounts & Racks | Racks |  |  | 0 | Application/Usage: Patch Panel | Form Factor: Floor Standing | Form Factor: Wall Mountable | Product Color: Black Powder Coat | Product Material: Steel | 45.500 x 26.500 x 54.380 | specifically designed for structured cabling, the CWR is a versatile system for mounting multiple patch panels and other voice/date equipment, where floor and wall space are at a premium
Racks | Middle Atlantic | CWR-FKIT | FAN KIT FOR CWR SERIES | 318 | 286.2 | [8 empty] | 656747113277 | Y | 5 |  |  | https://assetserver.net/_assets/_prop65/shortform cancerandreprod_midat.jpg | US | Mounts & Racks | Racks |  |  | 0 | Rated at 95 CFM | Includes (2) fan guards and vent blockers |  |  |  | 8.000 x 8.000 x 9.000 | <p>Fan kit includes 2 fans and displaces 95 CFM of free air</p>
Racks | Middle Atlantic | CWR-KEY | KEYS FOR CWR FRONT DOORS | 14 | 12.6 | [8 empty] | 656747136825 | Y | 0.04 |  |  | https://assetserver.net/_assets/_prop65/shortform cancerandreprod_midat.jpg | US-United States | Mounts & Racks | Racks |  |  | 0 | Compatibility: <p>Middle Atlantic CWR Series Rack Locks</p> | Country of Origin: United States |  |  |  | 2.000 x 1.000 x 0.500
Racks | Middle Atlantic | CWR-OFRR12 | OFF-SET RAIL KIT,12SP CWR | 118 | 106.2 | [8 empty] | 656747113321 | Y | 10 |  |  | https://assetserver.net/_assets/_prop65/shortform cancerandreprod_midat.jpg | US-United States | Mounts & Racks | Racks |  |  | 0 | Product Color: Black | Dimensions: <ul> <li>Depth: 50.8 cm (20 in)</li> <li>Height: 53.34 cm (21 in)</li> <li>Usable Height:53.34 cm (21 in)</li> </ul> | Compatibility: Middle Atlantic CWR Series | Environmentally Friendly: Yes | Environmental Certification: GREENGUARD | 24.500 x 4.900 x 4.900 | <p>Provides extra rail face on one side for managing cables with D-rings</p> <ul> <li>Offset rail shifts the standard 19" opening to left or right</li> <li>Allows large cable bundles to be routed to one side</li> <li>Includes 4 D-rings for cable management</li> </ul>
Racks | Middle Atlantic | CWR-OFRR18 | OFF-SET RAIL KIT,18SP CWR | 145 | 130.5 | [8 empty] | 656747113338 | Y | 12 |  |  | https://assetserver.net/_assets/_prop65/shortform cancerandreprod_midat.jpg | US-United States | Mounts & Racks | Racks |  |  | 0 | Device Supported: Patch Panel | Product Material: Steel | Compatibility: Middle Atlantic CWR Series CableSafe Data Wall Cabinet | Limited Warranty: Lifetime |  | 35.000 x 4.900 x 4.900
Racks | Middle Atlantic | CWR-PFD-26 | Replacement Plexiglass Door | 761 | 684.9 | [8 empty] | 656747244483 | Y | 91 |  |  | https://assetserver.net/_assets/_prop65/prop65 label.jpg | US-United States | Mounts & Racks | Racks |  |  | 0 | Application/Usage: Rack
Racks | Middle Atlantic | CWR-RR12 | REAR RAIL KIT,12SP CWR | 115 | 103.5 | [8 empty] | 656747113291 | Y | 8 |  |  | https://assetserver.net/_assets/_prop65/shortform cancerandreprod_midat.jpg | US-United States | Mounts & Racks | Racks |  |  | 0 | Device Supported: Server Cabinet | Features: Cable Management | Product Material: Steel | Compatibility: CWR Series CableSafe Data Wall Cabinet | Limited Warranty: Lifetime | 24.500 x 4.900 x 4.900 | The CWR-RR12 is a set of heavy-gauge 10-32 threaded rack rails that are sold in pairs. These rack rails are designed to provide a strong mounting solution for your equipment, ensuring that it stays secure and stable even under heavy use. The 10-32 threading of the rack rails is compatible with a wide range of equipment, making them a versatile option for a variety of applications. The heavy-gauge construction of the rack rails ensures that they can withstand the weight of your equipment without bending or warping over time.
Racks | Middle Atlantic | CWR-RR18 | REAR RAIL KIT,18SP CWR | 141 | 126.9 | [8 empty] | 656747113307 | N | 10 | https://assetserver.net/_assets/middle atlantic/1000/cwrrr18.jpg |  | https://assetserver.net/_assets/_prop65/shortform cancerandreprod_midat.jpg | US | Mounts & Racks | Racks |  |  | 0 | Device Supported: System Cabinet | Features: Cable Management | Product Color: Black | Product Material: Steel | Compatibility: Middle Atlantic CWR Series Wall Cabinet | 35.000 x 4.900 x 4.900 | Heavy-gauge 10-32 threaded rackrail, sold in pairs
Racks | Middle Atlantic | CWR-RR26 | REAR RAIL KIT,26SP CWR | 173 | 155.7 | [8 empty] | 656747113314 | Y | 15.4 | https://assetserver.net/_assets/middle atlantic/1000/cwrrr26.jpg | https://assetserver.net/_assets/middle atlantic/pdf/cwrrr26-spec.pdf | https://assetserver.net/_assets/_prop65/shortform cancerandreprod_midat.jpg | US | Mounts & Racks | Racks |  |  | 0 | Heavy gauge, 10-32 threaded rail | Steel construction with protective e-coating | Sold in pairs |  |  | 55.000 x 6.000 x 4.000 | For accessory and rear equipment support.
Racks | Middle Atlantic | D2-UMS-28 | 2SP PULLOUT UNIVERSAL MNTG DRAWER,28"D | 908 | 817.2 | [8 empty] | 656747231377 | Y | 32.4 |  |  | https://assetserver.net/_assets/_prop65/shortform cancerandreprod_midat.jpg | US-United States | Mounts & Racks | Racks |  |  | 0 | Form Factor: Rack-mountable | Product Color: Black Powder Coat | Maximum Weight Capacity: 45 lb | Height: 3.5" | Width: 19" | 34.000 x 21.000 x 7.000 | <p>The Universal Mounting Drawer was designed with an innovative pattern to mount small devices traditionally located outside the rack to the bottom of the drawer. Providing abundant cable management and device tie down points, the unique design accommodates nearly any mounting hole pattern and fastening method. Ideal for securely storing access control, converters, extenders, door contacts, power supplies and other small components.</p> <ul> <li>Bottom of drawer can be removed before installation to mount small devices and can be clicked into place in the drawer once components are mounted and wired for install flexibility</li> <li>Articulating cable arm keeps wires from getting pinched when opening or closing drawer.</li> <li>Features an innovative mounting pattern in the bottom</li> <li>Provides abundant cable management and device tie down points</li> <li>Drawer locks for added security</li> <li>4-point mounting for added strength</li> </ul>
Racks | Middle Atlantic | D5 | 5SP ANODIZED DRAWER | 410 | 369 | [8 empty] | 656747004513 | Y | 27.82 |  |  | https://assetserver.net/_assets/_prop65/shortform cancerandreprod_midat.jpg | US | Mounts & Racks | Racks |  |  | 0 | Form Factor: Rack-mountable | Product Color: Black | Product Material: Steel | Product Material: Aluminum | Maximum Weight Capacity: 50 lb | 18.000 x 22.000 x 17.000 | Fully enclosed with inside dimensions measuring 15 7/8" wide by 14 1/2" deep, the DC, D and TD series drawers feature spring-loaded latches and rugged, straightforward construction. Faceplates come with a black brushed and anodized or textured black powder coat finish. Drawers have a 50 lb. weight capacity. Installed keylock available optionally, just suffix the desired part number with the letters "LK" when ordering. Two, three and four space drawers have been updated to include no-slip drawer mat and rear cable grommet.
Racks | Middle Atlantic | D5LK | 5SP ANOD DRAWER W/LOCK | 458 | 412.2 | [8 empty] | 656747004520 | Y | 28.72 |  |  | https://assetserver.net/_assets/_prop65/shortform cancerandreprod_midat.jpg | US-United States | Mounts & Racks | Racks |  |  | 0 | Product Color: Black | Product Material: Steel | Height: 8.8" | Width: 15.9" | Depth: 14" | 22.000 x 19.000 x 12.500
Racks | Middle Atlantic | DCDP | CD PARTITION FOR 4SP DRAWER | 93 | 83.7 | [8 empty] | 656747004575 | Y | 5.33 |  |  | https://assetserver.net/_assets/_prop65/shortform cancerandreprod_midat.jpg | US-United States | Mounts & Racks | Racks |  |  | 0 | Application/Usage: Storage | Height: 7" | Rack Height: 4U | Environmentally Friendly: Yes | Environmental Certification: GREENGUARD | 6.000 x 23.000 x 6.000 | <p>Partition your D, TD, and UD Series drawers for media storage. Featuring a snap-together fit, these partitions are also handy for small parts and misc. hardware.</p> <ul> <li>Drawer partitions designed for media storage</li> <li>Holds up to 103 compact discs</li> <li>Snap-together fit is also handy for small parts</li> </ul>
Racks | Middle Atlantic | DCFANKIT-4 | DC FAN KIT 4 FANS 100CFM | 262 | 235.8 | [8 empty] | 656747100574 | Y | 4 | https://assetserver.net/_assets/middle atlantic/1000/dcfankit4.jpg |  | https://assetserver.net/_assets/_prop65/shortform cancerandreprod_midat.jpg | US | Mounts & Racks | Racks |  |  | 0 | Designed for cooling laminate racks | Mounts in top of Rear Access Panel | Rated for 100 CFM in free air | 110V input voltage | Fan guards included | 7.500 x 22.000 x 4.250
Racks | Middle Atlantic | DCFRD-1/2PNL-44 | 1/2 BLANKS FOR DCFRD-44 | 126 | 113.4 | [8 empty] | 656747112201 | Y | 15 |  |  | https://assetserver.net/_assets/_prop65/shortform cancerandreprod_midat.jpg | US-United States | Mounts & Racks | Racks |  |  | 0 | Product Color: Black | Product Material: Steel | Compatible Rack Height: 0.5U | Compatibility: Middle Atlantic 44 Rack Space DRK with D-CFRD-44 | Environmentally Friendly: Yes | 18.000 x 5.000 x 2.000
Racks | Middle Atlantic | D-CFRD-44 | 44SP,SPLIT FAN RD,DRK,1320CFM | 3777 | 3399.3 | [8 empty] | 656747112409 | Y | 149 |  |  | https://assetserver.net/_assets/_prop65/shortform cancerandreprod_midat.jpg | US-United States | Mounts & Racks | Racks |  |  | 0 | Maximum Air Flow: 1320 CFM | Application/Usage: IT | Input Voltage: 120 V AC | Form Factor: Rack-mountable | Compatible Rack Height: 44U | 10.000 x 17.000 x 81.000 | <p><b>D-CFRD-44<br></b>Protect equipment from the damaging effects of heat from servers, NVR's and DVR's with the adjustable 6 fan High CFM Rear Door. This cupboard style split rear door pulls hot air from the rear of the cabinet and directs it up towards return air ducts. Fan placement is adjustable for optimal airflow and up to 10 additional fans can be added for 3,520 CFM of free air movement. Two adjustable half blank panels included for versatile fan arrangement. Additional half blank panels are available for greater control of fan placement.</p>
Racks | Middle Atlantic | DCLVRD-44 | LARGE PERF SPLIT REAR DOOR,44SP,DRK | 1224 | 1101.6 | [8 empty] | 656747094019 | Y | 50 |  |  | https://assetserver.net/_assets/_prop65/shortform cancerandreprod_midat.jpg | US-United States | Mounts & Racks | Racks |  |  | 0 | Split perforated rear door with 76% open area | Split design saves floor space when opened |  |  |  | 81.000 x 11.500 x 4.500
Racks | Middle Atlantic | D-CPU | DESK MOUNT CPU HOLDER | 388 | 349.2 | [8 empty] | 656747133985 | Y | 20 |  |  | https://assetserver.net/_assets/_prop65/shortform cancerandreprod_midat.jpg | US-United States | Mounts & Racks | Racks |  |  | 0 | Device Supported: CPU | Features: Articulating | Product Color: Black Powder Coat | Product Material: Steel | Height: 26.5" | 18.000 x 14.500 x 12.000
Racks | Middle Atlantic | DCRD-44 | 44SP SOLID SPLIT REAR DOOR,DRK,BLACK | 646 | 581.4 | [8 empty] | 656747102943 | Y | 60 |  |  | https://assetserver.net/_assets/_prop65/shortform cancerandreprod_midat.jpg | US-United States | Mounts & Racks | Racks |  |  | 0 | Product Color: Black | Product Material: Steel | Compatibility: Middle Atlantic DRK Series Enclosures | Limited Warranty: Lifetime |  | 28.000 x 4.000 x 81.000 | Offered in various configurations. Beveled corners provide a stylistically modern appearance, while hinging either left or right. Black textured powder coat finish.
Racks | Middle Atlantic | DECP-1X1 | 1SP PANEL W/(1)DECORA OPENING,BLACK | 56 | 50.4 | 1 |  |  |  | 1 |  |  |  | 656747072697 | Y | 0.6 | https://assetserver.net/_assets/middle atlantic/1000/decp1x1.jpg |  | https://assetserver.net/_assets/_prop65/shortform cancerandreprod_midat.jpg | US-United States | Mounts & Racks | Racks |  |  | 0 | [5 empty] | 1.000 x 3.000 x 20.000 | One rackspace Decora&reg; panel available to mount up to four low-voltage Decora&reg; devices, including the RPS Remote Power Switch, directly onto the rackrail of any standard 19-inch enclosure.
Racks | Middle Atlantic | DECP-1X2 | 1SP PANEL W/(2) DECORA OPENINGS,BLACK | 56 | 50.4 | [8 empty] | 656747075995 | Y | 0.6 |  |  | https://assetserver.net/_assets/_prop65/shortform cancerandreprod_midat.jpg | US-United States | Mounts & Racks | Racks |  |  | 0 | Product Color: Black | Product Material: Steel | Compatible Rack Height: 1U | Height: 1.8" | Width: 19" | 19.000 x 1.750 x 1.000 | <b>DECP-1X2</b> <br />One space panels mount any low-voltage Decora device directly onto the rackrail of a standard 19" enclosure. Panels accommodate as many as two devices including the RPS Series remote power switch and the TEMP-DEC temperature display. Constructed from one-piece flanged steel (with an open area of 1.62" between flanges), black powder coat finish.
Racks | Middle Atlantic | DECP-1X3 | 1SP PANEL W/(3)DECORA OPENINGS BLACK | 59 | 53.1 | [8 empty] | 656747072703 | Y | 0.6 | https://assetserver.net/_assets/middle atlantic/1000/decp1x3.jpg |  | https://assetserver.net/_assets/_prop65/shortform cancerandreprod_midat.jpg | US-United States | Mounts & Racks | Racks |  |  | 0 | Limited Warranty: Lifetime | Sturdy steel construction, only takes one rackspace |  |  |  | 19.000 x 1.750 x 1.000 | One space panels mount any low-voltage Decora device directly onto the rackrail of a standard 19” enclosure. Panels accommodate as many as three devices including the RPS Series remote power switch and the TEMP-DEC temperature display. Constructed from one-piece flanged steel (with an open area of 1.62” between flanges), black powder coat finish.
Racks | Middle Atlantic | DECP-1X4 | 1SP PNL,ACCPT 1-4 DECORA,BK | 59 | 53.1 | [8 empty] | 656747065095 | Y | 1 | https://assetserver.net/_assets/middle atlantic/1000/decp1x4.jpg |  | https://assetserver.net/_assets/_prop65/shortform cancerandreprod_midat.jpg | US | Mounts & Racks | Racks |  |  | 0 | Product Color: Black Powder Coat | Product Material: Steel | Compatible Rack Height: 1U | Height: 1.8" | Width: 19" | 19.000 x 1.750 x 1.000 | <p>One space panels mount any low-voltage Decora device directly onto the rackrail of a standard 19" enclosure. Panels accommodate as many as four devices including the RPS Series remote power switch and the TEMP-DEC temperature display. Constructed from one-piece flanged steel (with an open area of 1.62" between flanges), black powder coat finish.</p> <ul> <li>Mounts four low-voltage Decora&reg; devices</li> <li>Ideal for holding RPS Series remote power switches</li> <li>Sturdy steel construction, only takes one rackspace</li> </ul>
Racks | Middle Atlantic | DFVRD-44 | DRK FULLY VENTED REAR DOOR | 744 | 669.6 | [8 empty] | 656747041549 | Y | 56 |  |  | https://assetserver.net/_assets/_prop65/shortform cancerandreprod_midat.jpg | US-United States | Mounts & Racks | Racks |  |  | 0 | [5 empty] | 36.000 x 5.000 x 84.000 | Offered in various configurations. Beveled corners provide a stylistically modern appearance, while hinging either left or right. Black textured powder coat finish.
Racks | Middle Atlantic | DLBX | DVR LOCK BOX | 671 | 603.9 | [8 empty] | 656747061882 | Y | 48.7 | https://assetserver.net/_assets/middle atlantic/1000/dlbx.jpg |  | https://assetserver.net/_assets/_prop65/shortform cancerandreprod_midat.jpg | US-United States | Mounts & Racks | Racks |  |  | 0 | Mount Type: Wall Mount | Height: 11.3" | Width: 23.9" | Depth: 28.3" | Weight (Approximate): 100 lb | 30.000 x 25.000 x 14.000
Racks | Middle Atlantic | DLBX-FSK | FRONT SECURITY KIT FOR DLBX | 66 | 59.4 | [8 empty] | 656747115868 | Y | 3.7 |  |  | https://assetserver.net/_assets/_prop65/shortform cancerandreprod_midat.jpg | US-United States | Mounts & Racks | Racks |  |  | 0 | Prevents tampering with equipment through front vents | Preserves cooling airflow | Sturdy steel construction |  |  | 25.000 x 13.000 x 2.500 | <p>Prevents tampering with equipment through front vents; maintains airflow</p>
Racks | Middle Atlantic | DLBX-RR5 | 5SP RAIL KIT FOR DLBX | 43 | 38.7 | [8 empty] | 656747061905 | Y | 1.7 |  |  | https://assetserver.net/_assets/_prop65/shortform cancerandreprod_midat.jpg | US-United States | Mounts & Racks | Racks |  |  | 0 | Product Color: Black | Height: 8.8" | Compatibility: <p>DLBX Series DVR LockBox</p> | Limited Warranty: Lifetime |  | 8.750 x 2.500 x 1.750
Racks | Middle Atlantic | DLBX-WM | WALL MOUNT BRACKETS | 145 | 130.5 | [8 empty] | 656747061899 | Y | 6.8 |  |  | https://assetserver.net/_assets/_prop65/shortform cancerandreprod_midat.jpg | US-United States | Mounts & Racks | Racks |  |  | 0 | Maximum Load Capacity: 100 lb | Compatibility: <p>DLBX Series DVR Lockbox</p> | Limited Warranty: Lifetime |  |  | 26.000 x 14.000 x 3.000
Racks | Middle Atlantic | DLVFD-44 | DRK LARGE PERF FRONT DOOR | 1307 | 1176.3 | [8 empty] | 656747072284 | Y | 55 |  |  | https://assetserver.net/_assets/_prop65/shortform cancerandreprod_midat.jpg | US-United States | Mounts & Racks | Racks |  |  | 0 | Product Color: Black | Compatible Rack Height: 44U | Compatibility: Middle Atlantic DRK Series Cable Management Enclosures | Limited Warranty: Lifetime |  | 36.000 x 5.000 x 84.000 | Offered in various configurations. Beveled corners provide a stylistically modern appearance, while hinging either left or right. Black textured powder coat finish.
Racks | Middle Atlantic | DLVRD-44 | DRK LARGE PERF VENTED REAR DOOR | 961 | 864.9 | [8 empty] | 656747072277 | Y | 55 |  |  | https://assetserver.net/_assets/_prop65/shortform cancerandreprod_midat.jpg | US-United States | Mounts & Racks | Racks |  |  | 0 | Application/Usage: Rack | Features: Vented | Features: Perforated Door | Product Color: Black | Product Material: Steel | 29.000 x 4.000 x 81.000 | <p>Steel construction, black finish, 64% open area</p> <ul> <li>Fully perforated rear door with 64% open area</li> <li>Can be hinged right or left</li> </ul>
Racks | Middle Atlantic | DM | DRAWER MAT BLACK | 24 | 21.6 | [8 empty] | 656747082665 | Y | 0.3 | https://assetserver.net/_assets/middle atlantic/1000/dm.jpg |  | https://assetserver.net/_assets/_prop65/shortform cancerandreprod_midat.jpg | US | Mounts & Racks | Racks |  |  | 0 | Application/Usage: Drawer | Product Color: Black | Limited Warranty: 3 Year |  |  | 7.000 x 19.500 x 1.000 | Constructed of non-slip, cushioning materal to help protect contents
Racks | Middle Atlantic | DO-5-21 | SOLID DOOR FOR SLIM 5-21 | 345 | 310.5 | [8 empty] | 656747004711 | Y | 26.35 |  |  | https://assetserver.net/_assets/_prop65/shortform cancerandreprod_midat.jpg | US-United States | Mounts & Racks | Racks |  |  | 0 | Product Color: Black | Product Material: Steel | Compatibility: <p>Middle Atlantic Slim 5 Series 5-21 Enclosure</p> | Limited Warranty: Lifetime |  | 46.000 x 22.000 x 6.000 | Two styles of Slim 5 doors (Plexiglas and solid) are offered to suit the needs of any application. Capable of being installed with a right or left swing, all doors are equipped with a cam key lock and an attractive flush pull. Doors provide a 1-1/2-inch clearance. To install these doors in a multi-bay configuration a cable chase is required.
Racks | Middle Atlantic | DO-5-29 | SOLID DOOR FOR SLIM 5-29 | 418 | 376.2 | [8 empty] | 656747004728 | Y | 32.93 |  |  | https://assetserver.net/_assets/_prop65/shortform cancerandreprod_midat.jpg | US-United States | Mounts & Racks | Racks |  |  | 0 | Product Color: Black | Product Material: Steel | Compatibility: <p>Middle Atlantic Slim 5 Series 5-29 Enclosure</p> | Limited Warranty: Lifetime |  | 57.000 x 22.000 x 6.000 | Two styles of Slim 5 doors (Plexiglas and solid) are offered to suit the needs of any application. Capable of being installed with a right or left swing, all doors are equipped with a cam key lock and an attractive flush pull. Doors provide a 1-1/2-inch clearance. To install these doors in a multi-bay configuration a cable chase is required.
Racks | Middle Atlantic | DO-5-37 | SOLID DOOR FOR SLIM 5-37 | 462 | 415.8 | [8 empty] | 656747004735 | Y | 44 |  |  | https://assetserver.net/_assets/_prop65/shortform cancerandreprod_midat.jpg | US-United States | Mounts & Racks | Racks |  |  | 0 | Product Color: Black | Product Material: Steel | Compatibility: <p>Middle Atlantic Slim 5 Series 5-37 Enclosure</p> | Limited Warranty: Lifetime |  | 23.000 x 5.000 x 69.000 | Two styles of Slim 5 doors (Plexiglas and solid) are offered to suit the needs of any application. Capable of being installed with a right or left swing, all doors are equipped with a cam key lock and an attractive flush pull. Doors provide a 1-1/2-inch clearance. To install these doors in a multi-bay configuration a cable chase is required.
Racks | Middle Atlantic | DO-5-43 | SOLID DOOR FOR SLIM 5-43 | 528 | 475.2 | [8 empty] | 656747004742 | Y | 60 |  |  | https://assetserver.net/_assets/_prop65/shortform cancerandreprod_midat.jpg | US-United States | Mounts & Racks | Racks |  |  | 0 | Product Color: Black | Product Material: Steel | Compatibility: <p>Middle Atlantic Slim 5 Series 5-43 Enclosure</p> | Limited Warranty: Lifetime |  | 24.000 x 80.000 x 5.000 | Two styles of Slim 5 doors (Plexiglas and solid) are offered to suit the needs of any application. Capable of being installed with a right or left swing, all doors are equipped with a cam key lock and an attractive flush pull. Doors provide a 1-1/2-inch clearance. To install these doors in a multi-bay configuration a cable chase is required.
Racks | Middle Atlantic | DO-5-8 | SOLID DOOR FOR SLIM 5-8 | 270 | 243 | [8 empty] | 656747004759 | Y | 15.4 |  |  | https://assetserver.net/_assets/_prop65/shortform cancerandreprod_midat.jpg | US-United States | Mounts & Racks | Racks |  |  | 0 | Device Supported: Rack | Features: Key Lock | Color Family: Black | Product Color: Black | Product Material: Steel | 22.000 x 21.000 x 5.000 | Two styles of Slim 5 doors (Plexiglas and solid) are offered to suit the needs of any application. Capable of being installed with a right or left swing, all doors are equipped with a cam key lock and an attractive flush pull. Doors provide a 1-1/2-inch clearance. To install these doors in a multi-bay configuration a cable chase is required.
Racks | Middle Atlantic | DOC | DOCUMENT HOLDER FOR REARDR'S | 66 | 59.4 | [8 empty] | 656747004827 | Y | 2.15 |  |  | https://assetserver.net/_assets/_prop65/shortform cancerandreprod_midat.jpg | US-United States | Mounts & Racks | Racks |  |  | 0 | Finishing: Powder Coated | Application/Usage: Document | Product Color: Black | Product Material: Steel | Compatibility: <b>Middle Atlantic Racks:</b><br><ul><li>ERK Series</li><li>MRK Series</li><li>WRK Series</li><li>VRK Series</li></ul> | 15.000 x 11.000 x 2.000 | Store wiring diagrams, schematics, and other vital documents in this convenient steel holder. Fits rear doors of all Middle Atlantic racks. Flush mounting studs included, black powder coat finish.
Racks | Middle Atlantic | DOC-SACK | DOCUMENT HOLDER FOR REAR DOOR | 56 | 50.4 | [8 empty] | 656747181634 | Y | 0.2 |  |  | https://assetserver.net/_assets/_prop65/shortform cancerandreprod_midat.jpg | US-United States | Mounts & Racks | Racks |  |  | 0 | [5 empty] | 12.000 x 6.000 x 0.500
Racks | Middle Atlantic | DOOR-P10 | FRONT/REAR PLEXI LOCKING DOOR,FITS 10U RACKS | 279 | 251.1 | [8 empty] | 656747235146 | Y | 13.4 |  |  | https://assetserver.net/_assets/_prop65/shortform cancerandreprod_midat.jpg | US-United States | Mounts & Racks | Racks |  |  | 0 | Product Material: Plexiglass | Compatible Rack Height: 10U | Height: 18.5" | Width: 20" | Depth: 1.2" | 21.500 x 22.250 x 4.750 | <p>Plexi door for Essex MMR Series and QAR Series, fits both front and rear</p>
Racks | Middle Atlantic | DOOR-P12 | FRONT/REAR PLEXI LOCKING DOOR,FITS 12U RACKS | 305 | 274.5 | [8 empty] | 656747235153 | Y | 11.2 |  |  | https://assetserver.net/_assets/_prop65/shortform cancerandreprod_midat.jpg |  | Mounts & Racks | Racks |  |  | 0 | Product Material: Plexiglass | Compatible Rack Height: 12U | Height: 22" | Width: 20" | Depth: 1.2" | 29.000 x 21.500 x 5.562 | <p>Plexi door for Essex MMR Series and QAR Series, fits both front and rear</p>
Racks | Middle Atlantic | DOOR-P16 | FRONT/REAR PLEXI LOCKING DOOR,FITS 16U RACKS | 373 | 335.7 | [8 empty] | 656747235160 | Y | 10.3 |  |  | https://assetserver.net/_assets/_prop65/shortform cancerandreprod_midat.jpg | US | Mounts & Racks | Racks |  |  | 0 | Product Material: Plexiglass | Compatible Rack Height: 16U | Height: 29" | Width: 20" | Depth: 0.5" | 33.600 x 22.000 x 5.000 | <p>Plexi door for Essex MMR Series and QAR Series, fits both front and rear.</p>
Racks | Middle Atlantic | DOOR-P18 | FRONT/REAR PLEXI LOCKING DOOR,FITS 18U RACKS | 406 | 365.4 | [8 empty] | 656747235177 | Y | 1 |  |  | https://assetserver.net/_assets/_prop65/shortform cancerandreprod_midat.jpg |  | Mounts & Racks | Racks |  |  | 0 | Product Material: Metal | Product Material: Plexiglass | Compatible Rack Height: 18U | Height: 32.5" | Width: 20" |  | <p>Plexi door for Essex MMR Series and QAR Series, fits both front and rear.</p>
Racks | Middle Atlantic | DOOR-S10 | FRONT/REAR SOLID LOCKING DOOR,FITS 10U RACKS | 179 | 161.1 | [8 empty] | 656747235061 | Y | 13.4 |  |  | https://assetserver.net/_assets/_prop65/shortform cancerandreprod_midat.jpg | US-United States | Mounts & Racks | Racks |  |  | 0 | Compatible Rack Height: 10U | Height: 18.5" | Width: 20" | Depth: 1.2" | Weight (Approximate): 5.30 lb | 23.300 x 22.000 x 5.000 | <p>Solid door for Essex MMR Series and QAR Series, fits both front and rear.</p>
Racks | Middle Atlantic | DOOR-S12 | FRONT/REAR SOLID LOCKING DOOR,FITS 12U RACKS | 190 | 171 | [8 empty] | 656747235078 | Y | 0 |  | https://assetserver.net/_assets/middle atlantic/pdf/doors12-spec.pdf | https://assetserver.net/_assets/_prop65/shortform cancerandreprod_midat.jpg |  | Mounts & Racks | Racks |  |  | 0 | Compatible Rack Height: 12U | Height: 22" | Width: 20" | Depth: 1.2" | Compatibility: <ul> <li>Essex MMR Series Rack</li> <li>Essex QAR Series Rack</li> </ul> |  | Solid door for Essex MMR Series and QAR Series, fits both front and rear.
Racks | Middle Atlantic | DOOR-S16 | FRONT/REAR SOLID LOCKING DOOR,FITS 16U RACKS | 206 | 185.4 | [8 empty] | 656747235085 | Y | 10.3 |  |  | https://assetserver.net/_assets/_prop65/shortform cancerandreprod_midat.jpg | US-United States | Mounts & Racks | Racks |  |  | 0 | Compatible Rack Height: 16U | Height: 29" | Width: 20" | Depth: 1.2" | Compatibility: <p> Essex MMR Series and QAR Series</p> | 33.600 x 22.000 x 5.000 | <p>Solid door for Essex MMR Series and QAR Series, fits both front and rear.</p>
Racks | Middle Atlantic | DOP-5-14 | PLEXI DOOR FOR SLIM 5-14 | 921 | 828.9 | [8 empty] | 656747004865 | Y | 18.3 |  |  | https://assetserver.net/_assets/_prop65/shortform cancerandreprod_midat.jpg | US-United States | Mounts & Racks | Racks |  |  | 0 | Limited Warranty: Lifetime |  |  |  |  | 33.000 x 22.000 x 6.000
Racks | Middle Atlantic | DOP-5-21 | PLEXI DOOR FOR SLIM 5-21 | 991 | 891.9 | [8 empty] | 656747004872 | Y | 23 |  |  | https://assetserver.net/_assets/_prop65/shortform cancerandreprod_midat.jpg | US-United States | Mounts & Racks | Racks |  |  | 0 | Product Color: Clear | Product Material: Plexiglas | Compatibility: <p>Middle Atlantic Slim 5 Series 5-21 Enclosure</p> | Limited Warranty: Lifetime |  | 4.000 x 21.750 x 5.500 | Two styles of Slim 5 doors (Plexiglas and solid) are offered to suit the needs of any application. Capable of being installed with a right or left swing, all doors are equipped with a cam key lock and an attractive flush pull. Doors provide a 1-1/2-inch clearance. To install these doors in a multi-bay configuration a cable chase is required.
Racks | Middle Atlantic | DOP-5-29 | PLEXI DOOR FOR SLIM 5-29 | 1150 | 1035 | [8 empty] | 656747004889 | Y | 27 |  |  | https://assetserver.net/_assets/_prop65/shortform cancerandreprod_midat.jpg | US-United States | Mounts & Racks | Racks |  |  | 0 | Compatibility: <p>EIA</p> | Limited Warranty: Lifetime |  |  |  | 57.000 x 22.000 x 5.000 | Two styles of Slim 5 doors (Plexiglas and solid) are offered to suit the needs of any application. Capable of being installed with a right or left swing, all doors are equipped with a cam key lock and an attractive flush pull. Doors provide a 1-1/2-inch clearance. To install these doors in a multi-bay configuration a cable chase is required.
Racks | Middle Atlantic | DOP-5-37 | PLEXI DOOR FOR SLIM 5-37 | 1218 | 1096.2 | [8 empty] | 656747004896 | Y | 56 |  |  | https://assetserver.net/_assets/_prop65/shortform cancerandreprod_midat.jpg | US-United States | Mounts & Racks | Racks |  |  | 0 | Compatibility: <p>EIA Compliant</p> | Limited Warranty: Lifetime |  |  |  | 22.000 x 5.000 x 79.000 | Two styles of Slim 5 doors (Plexiglas and solid) are offered to suit the needs of any application. Capable of being installed with a right or left swing, all doors are equipped with a cam key lock and an attractive flush pull. Doors provide a 1-1/2-inch clearance. To install these doors in a multi-bay configuration a cable chase is required.
Racks | Middle Atlantic | DOP-5-43 | PLEXI DOOR FOR SLIM 5-43 | 1265 | 1138.5 | [8 empty] | 656747004902 | Y | 62 |  |  | https://assetserver.net/_assets/_prop65/shortform cancerandreprod_midat.jpg | US-United States | Mounts & Racks | Racks |  |  | 0 | Product Color: Clear | Product Material: Plexiglas | Compatibility: <p>Middle Atlantic Slim 5 Series 5-43 Enclosure</p> | Limited Warranty: Lifetime |  | 22.000 x 4.000 x 79.000 | Two styles of Slim 5 doors (Plexiglas and solid) are offered to suit the needs of any application. Capable of being installed with a right or left swing, all doors are equipped with a cam key lock and an attractive flush pull. Doors provide a 1-1/2-inch clearance. To install these doors in a multi-bay configuration a cable chase is required.
Racks | Middle Atlantic | DOP-5-8 | PLEXI DOOR FOR SLIM 5-8 | 851 | 765.9 | [8 empty] | 656747004919 | Y | 14.8 |  |  | https://assetserver.net/_assets/_prop65/shortform cancerandreprod_midat.jpg | US-United States | Mounts & Racks | Racks |  |  | 0 | Product Color: Clear | Product Material: Plexiglas | Compatibility: <p>Middle Atlantic Slim 5 Series 5-8 Enclosure</p> | Limited Warranty: Lifetime |  | 24.000 x 22.000 x 6.000 | Two styles of Slim 5 doors (Plexiglas and solid) are offered to suit the needs of any application. Capable of being installed with a right or left swing, all doors are equipped with a cam key lock and an attractive flush pull. Doors provide a 1-1/2-inch clearance. To install these doors in a multi-bay configuration a cable chase is required.
Racks | Middle Atlantic | DPFD-44 | DRK PLEXI FRONT DOOR | 1714 | 1542.6 | [8 empty] | 656747040283 | Y | 60 |  |  | https://assetserver.net/_assets/_prop65/shortform cancerandreprod_midat.jpg | US-United States | Mounts & Racks | Racks |  |  | 0 | [5 empty] | 30.000 x 5.000 x 84.000 | Offered in various configurations. Beveled corners provide a stylistically modern appearance, while hinging either left or right. Black textured powder coat finish.
Racks | Middle Atlantic | DPVFD-44 | DRK VENTED PLEXI FRONT DOOR | 1811 | 1629.9 | [8 empty] | 656747040207 | Y | 60 | https://assetserver.net/_assets/middle atlantic/1000/dpvfd44.jpg |  | https://assetserver.net/_assets/_prop65/shortform cancerandreprod_midat.jpg | US-United States | Mounts & Racks | Racks |  |  | 0 | [5 empty] | 36.000 x 5.000 x 84.000 | Offered in various configurations. Beveled corners provide a stylistically modern appearance, while hinging either left or right. Black textured powder coat finish.
Racks | Middle Atlantic | DR-12 | 12SP DESKTOP RACK RAIL | 136 | 122.4 | [8 empty] | 656747005015 | Y | 6.15 |  |  | https://assetserver.net/_assets/_prop65/shortform cancerandreprod_midat.jpg | US-United States | Mounts & Racks | Racks |  |  | 0 | [5 empty] | 30.000 x 5.000 x 3.000 | Quickly and inexpensively organize desktop processing and test equipment with our DR Series desktop rail racks. Offered in 8 and 12 space sizes, both models extend upward at a gentle slope. Overall width is 19-1/8-inch, depth is 11-1/2-inch.
Racks | Middle Atlantic | DR-8 | 8SP DESKTOP RACK RAIL | 121 | 108.9 | 5 |  |  | 3 |  |  |  | 2 | 656747005039 | Y | 5.25 |  |  | https://assetserver.net/_assets/_prop65/shortform cancerandreprod_midat.jpg | US-United States | Mounts & Racks | Racks |  |  | 0 | Product Color: Black | Height: 16.05" | Compatibility: <p>Middle Atlantic DR series Desktop Rail Racks</p> | Limited Warranty: Lifetime |  | 30.000 x 5.000 x 3.000 | Quickly and inexpensively organize desktop processing and test equipment with our new DR series desktop rail racks. Offered in 8 and 12 space size, both models extend upward at a gentle slope. Overall width is 19.27-inch, depth is 11.55-inch.
Racks | Middle Atlantic | DRIFT | PR.DRIFT PINS FOR GANGING MRK | 98 | 88.2 | [8 empty] | 656747005053 | Y | 0.3 |  |  | https://assetserver.net/_assets/_prop65/shortform cancerandreprod_midat.jpg | US-United States | Mounts & Racks | Racks |  |  | 0 | Save time and trouble aligning racks for ganging | Compatible with most gangable racks (see TDRIFT for BGR Series racks) | Comes as a set of two |  |  | 8.500 x 1.000 x 0.500 | <p>Save time and trouble - works with most gangable racks (not BGR)</p>
Racks | Middle Atlantic | D-RING | WALLMT/RCKMT D-RING CBL MGR | 25 | 22.5 | [8 empty] | 656747004384 | Y | 0.25 |  |  | https://assetserver.net/_assets/_prop65/shortform cancerandreprod_midat.jpg | CN-China | Mounts & Racks | Racks |  |  | 0 | Variety of sizes and styles to suit any application | D-RING cable manager can mount to both rackrail or a wall | Accommodate up to 240 CAT5e cables using the recommended 50%fill rate, depending on model | Durable flat black powder coat finish |  | 4.000 x 4.000 x 2.000 | <p>Organize patch cords and maintain a required bend radius. Available in a wide variety of styles to suit any application. The D-Ring provides a creative solution for adding individual D-Rings to a rack or on a wall using appropriate fasteners. For optimal performance, do not exceed a 50% fill rate when passing cables through cable rings. Constructed from 16-gauge steel, and finished in a durable black powder coat.</p> <ul> <li>Single ring mounts to walls or racks</li> <li>7.5 square inches of cabling area with 50% recommended fill rate</li> <li>Example: based on recommendation, holds 120 Cat5e cables</li> </ul>
Racks | Middle Atlantic | DRK19-44-31 | 19PANLW,44SP,31DP DRKW/DCT | 4018 | 3616.2 | [8 empty] | 656747037306 | Y | 200 |  |  | https://assetserver.net/_assets/_prop65/shortform cancerandreprod_midat.jpg | US-United States | Mounts & Racks | Racks |  |  | 0 | Features: Cable Management | Features: Adjustable Mounting Rails | Features: Removable Door | Features: Lockable Door | Features: Cooling Fan | 34.000 x 34.000 x 89.000 | DRK19-44-31</b> <br />Purpose-built to support high-density cable management, the DRK series rack enclosures has a 30-inch wide footprint for abundant internal cable space and can accommodate 19-inch panel width equipment. Specify a DRK for use in network patching and other cable-heavy applications, and where seismic certification and open or removable sides are required or preferred.
Racks | Middle Atlantic | DRK19-44-31K | 19,44SP,31DP DRK,CONFIG | 6719 | 6047.1 | [8 empty] | 656747041495 | Y | 406 | https://assetserver.net/_assets/middle atlantic/1000/drk194431k.jpg |  | https://assetserver.net/_assets/_prop65/shortform cancerandreprod_midat.jpg | US-United States | Mounts & Racks | Racks |  |  | 0 | [5 empty] | 34.000 x 34.000 x 90.000 | DRK19-44-31K</b><br />Purpose-built to support high-density cable management, the DRK series rack enclosures has a 30-inch wide footprint for abundant internal cable space and can accommodate 19-inch panel width equipment. Specify a DRK for use in network patching and other cable-heavy applications, and where seismic certification and open or removable sides are required or preferred.
Racks | Middle Atlantic | DRK19-44-31LRD | 19,44SP,31DP DRK W/O REARDR | 4018 | 3616.2 | [8 empty] | 656747037313 | Y | 167 |  |  | https://assetserver.net/_assets/_prop65/shortform cancerandreprod_midat.jpg | US-United States | Mounts & Racks | Racks |  |  | 0 | Features: Cable Management | Features: Adjustable Mounting Rails | Features: Lockable Door | Form Factor: Floor Standing | Product Color: Black Powder Coat | 34.000 x 34.000 x 89.000 | DRK19-44-31LRD</b><br />Purpose-built to support high-density cable management, the DRK series rack enclosures has a 30-inch wide footprint for abundant internal cable space and can accommodate 19-inch panel width equipment. Specify a DRK for use in network patching and other cable-heavy applications, and where seismic certification and open or removable sides are required or preferred.
Racks | Middle Atlantic | DRK19-44-31PRO | 19,44SP,31DP DRK W/CAGERL | 4200 | 3780 | [8 empty] | 656747041594 | Y | 200 | https://assetserver.net/_assets/middle atlantic/1000/drk194431pro.jpg |  | https://assetserver.net/_assets/_prop65/shortform cancerandreprod_midat.jpg | US-United States | Mounts & Racks | Racks |  |  | 0 | [5 empty] | 34.000 x 34.000 x 89.000 | DRK19-44-31PRO</b><br /> Purpose-built to support high-density cable management, the DRK series rack enclosures has a 30-inch wide footprint for abundant internal cable space and can accommodate 19-inch panel width equipment. Specify a DRK for use in network patching and other cable-heavy applications, and where seismic certification and open or removable sides are required or preferred.
Racks | Middle Atlantic | DRK19-44-36 | 19,44SP,36DP DRK 10-32RAIL | 4494 | 4044.6 | [8 empty] | 656747040566 | Y | 264 | https://assetserver.net/_assets/middle atlantic/1000/drk194436.jpg |  | https://assetserver.net/_assets/_prop65/shortform cancerandreprod_midat.jpg | US-United States | Mounts & Racks | Racks |  |  | 0 | [5 empty] | 44.000 x 33.000 x 89.000 | DRK19-44-36</b><br />Purpose-built to support high-density cable management, the DRK series rack enclosures has a 30-inch wide footprint for abundant internal cable space and can accommodate 19-inch panel width equipment. Specify a DRK for use in network patching and other cable-heavy applications, and where seismic certification and open or removable sides are required or preferred.
Racks | Middle Atlantic | DRK19-44-36LRD | 19,44SP,36DP DRKW/O REARDR | 4494 | 4044.6 | [8 empty] | 656747041525 | Y | 190 |  |  | https://assetserver.net/_assets/_prop65/shortform cancerandreprod_midat.jpg | US-United States | Mounts & Racks | Racks |  |  | 0 | Features: Cable Management | Features: Adjustable Mounting Rails | Form Factor: Floor Standing | Product Color: Black Powder Coat | Product Material: Steel | 40.000 x 48.000 x 89.000 | DRK19-44-36LRD</b><br> Purpose-built to support high-density cable management, the DRK series rack enclosures has a 30-inch wide footprint for abundant internal cable space and can accommodate 19-inch panel width equipment. Specify a DRK for use in network patching and other cable-heavy applications, and where seismic certification and open or removable sides are required or preferred.
Racks | Middle Atlantic | DRK19-44-36PRO | 19,44SP,36DP DRK W/CAGERAIL | 4676 | 4208.4 | [8 empty] | 656747041587 | Y | 277 |  |  | https://assetserver.net/_assets/_prop65/shortform cancerandreprod_midat.jpg | US-United States | Mounts & Racks | Racks |  |  | 0 | Features: Cable Management | Features: Adjustable Mounting Rails | Features: Removable Door | Features: Lockable Door | Form Factor: Floor Standing | 45.000 x 33.000 x 89.000 | DRK19-44-36PRO</b><br />Purpose-built to support high-density cable management, the DRK series rack enclosures has a 30-inch wide footprint for abundant internal cable space and can accommodate 19-inch panel width equipment. Specify a DRK for use in network patching and other cable-heavy applications, and where seismic certification and open or removable sides are required or preferred.
Racks | Middle Atlantic | DRK19-44-42 | 19PANLW,44SP,42"DP DRK W/DCT | 5088 | 4579.2 | [8 empty] | 656747068768 | Y | 274 | https://assetserver.net/_assets/middle atlantic/1000/drk194442.jpg |  | https://assetserver.net/_assets/_prop65/shortform cancerandreprod_midat.jpg | US-United States | Mounts & Racks | Racks |  |  | 0 | Racks gang together when fully loaded | Includes pre-installed cable ducts with hinged steel doors and magnetic closures | Cable duct is factory mounted in front, can also be mounted to rear | Cable ducts accommodate copper and fiber cables equally well | Standard front and rear adjustable 10-32 threaded rackrail with numbered spaces | 44.000 x 33.000 x 88.000 | Purpose-built to support high-density cable management, the DRK series rack enclosures has a 30” wide footprint for abundant internal cable space and can accommodate 19” panel width equipment. Specify a DRK for use in network patching and other cable-heavy applications, and where seismic certification and open or removable sides are required or preferred.
Racks | Middle Atlantic | DRK19-44-42LRD | 19PANLW,44SP,42"DP DRK W/DCT,LRD | 5088 | 4579.2 | [8 empty] | 656747068775 | Y | 291 |  |  | https://assetserver.net/_assets/_prop65/shortform cancerandreprod_midat.jpg | US-United States | Mounts & Racks | Racks |  |  | 0 | Features: Cable Management | Features: Adjustable Mounting Rails | Form Factor: Floor Standing | Product Color: Black Powder Coat | Product Material: Steel | 44.000 x 33.000 x 89.000 | DRK19-44-42LRD</b><br />Purpose-built to support high-density cable management, the DRK series rack enclosures has a 30-inch wide footprint for abundant internal cable space and can accommodate 19-inch panel width equipment. Specify a DRK for use in network patching and other cable-heavy applications, and where seismic certification and open or removable sides are required or preferred.
Racks | Middle Atlantic | DRK19-44-42PRO | 19PANLW,44SP,42"DP DRK W/CAGE RAIL | 5275 | 4747.5 | [8 empty] | 656747068782 | Y | 267 | https://assetserver.net/_assets/middle atlantic/1000/drk194442pro.jpg |  | https://assetserver.net/_assets/_prop65/shortform cancerandreprod_midat.jpg | US-United States | Mounts & Racks | Racks |  |  | 0 | [5 empty] | 44.000 x 33.000 x 88.000 | DRK19-44-42PRO</b><br />Purpose-built to support high-density cable management, the DRK series rack enclosures has a 30-inch wide footprint for abundant internal cable space and can accommodate 19-inch panel width equipment. Specify a DRK for use in network patching and other cable-heavy applications, and where seismic certification and open or removable sides are required or preferred.
Racks | Middle Atlantic | DRK19-44-42PROLRD | 19PNLW,44SP,42"DP DRK W/CAGE RAIL,LRD | 5071 | 4563.9 | [8 empty] | 656747068799 | Y | 0 | https://assetserver.net/_assets/middle atlantic/1000/drk194442prolrd.jpg | https://assetserver.net/_assets/middle atlantic/pdf/drk194442prolrd-spec.pdf | https://assetserver.net/_assets/_prop65/shortform cancerandreprod_midat.jpg | US-United States of America | Mounts & Racks | Racks |  |  | 0 | Fully welded construction for strength | Racks gang together when fully loaded | Includes pre-installed cable ducts with hinged steel doors and magnetic closures | Cable duct is factory mounted in front, can also be mounted to rear | Cable ducts accommodate copper and fiber cables equally well |  | Purpose-built to support high-density cable management, the DRK series rack enclosures has a 30” wide footprint for abundant internal cable space and can accommodate 19” panel width equipment. Specify a DRK for use in network patching and other cable-heavy applications, and where seismic certification and open or removable sides are required or preferred.
Racks | Middle Atlantic | DRK19-RR44 | PR.19,44SP DRK RACKRAIL | 425 | 382.5 | [8 empty] | 656747041280 | Y | 33 |  |  | https://assetserver.net/_assets/_prop65/shortform cancerandreprod_midat.jpg | US-United States | Mounts & Racks | Racks |  |  | 0 | Form Factor: Rack-mountable | Rack Height: 44U | Rack Width: 19" |  |  | 86.000 x 5.000 x 8.000
Racks | Middle Atlantic | DRK19-RR44PRO | PAIR 44SP,CAGENUTRAIL FOR DRK | 425 | 382.5 | [8 empty] | 656747040580 | Y | 32 |  |  | https://assetserver.net/_assets/_prop65/shortform cancerandreprod_midat.jpg | US-United States | Mounts & Racks | Racks |  |  | 0 | Heavy gauge, 6mm cage nut rackrail with 19" standard opening width | Sold in pairs |  |  |  | 86.000 x 5.000 x 8.000
Racks | Middle Atlantic | DRK-44DUCT | 44SP CABLE DUCT -- 19 DRK,1PC | 699 | 629.1 | [8 empty] | 656747040771 | Y | 20 |  |  | https://assetserver.net/_assets/_prop65/shortform cancerandreprod_midat.jpg | US-United States | Mounts & Racks | Racks |  |  | 0 | Steel construction with black powder coat finish |  |  |  |  | 87.000 x 8.000 x 5.000 | Adds cable duct when rear cable management in a DRK installation is required.
Racks | Middle Atlantic | DS-600SL-AL | DS STAND,600VESA,SINGLE DISP,LEVELERS,ALU | 1117 | 1005.3 | [8 empty] | 656747247491 | Y | 66.4 |  |  | https://assetserver.net/_assets/_prop65/shortform cancerandreprod_midat.jpg | CN-China | Mounts & Racks | Racks |  |  | 0 | Ships with an integrated power strip | Designed for professionally-finished installations with a convenient cable management system and power strip incorporated into the support channel | UL Listed to the highest standard for safety in multi-use environments including public, educational and institutional spaces | Portrait to landscape adjustability of screen orientation with display mounted (single post models only) | Competitively-priced | 76.400 x 19.100 x 8.800 | DisplayStation&trade; Series Carts and Stands are a collection of display solutions that are application-engineered for easy integration. Every model ships with an installed power strip, saving time and money and features a convenient cable management system that simplifies wiring during installation and servicing. DisplayStation Carts and Stands are ideal for simple video teleconferencing, presentation and digital signage systems.
Racks | Middle Atlantic | DS-CS108-B | DS CAMERA SHELF,10WX8D,BLACK | 76 | 68.4 | [8 empty] | 656747247453 | Y | 3.48 |  |  | https://assetserver.net/_assets/_prop65/shortform cancerandreprod_midat.jpg | CN-China | Mounts & Racks | Racks |  |  | 0 | Product Color: Black Powder Coat | Width: 10" | Depth: 8" | Compatibility: Middle Atlantic Display Station Series | Environmentally Friendly: Yes | 20.500 x 9.200 x 1.200
Racks | Middle Atlantic | DS-UTS10-B | DS UTILITY SHELF 10X10,BLACK | 106 | 95.4 | [8 empty] | 656747247538 | Y | 12.32 |  |  | https://assetserver.net/_assets/_prop65/shortform cancerandreprod_midat.jpg | CN-China | Mounts & Racks | Racks |  |  | 0 | Product Color: Black Powder Coat | Width: 10" | Depth: 10" | Environmentally Friendly: Yes | Environmental Certification: RoHS | 19.500 x 16.400 x 5.500 | DisplayStation utility shelf, 10 inch wide x 10 inch deep usable area .
Racks | Middle Atlantic | DT-PVFD-10 | 10SP PLEXI VENTED FRNT DR | 427 | 384.3 | [8 empty] | 656747142543 | Y | 10.5 | https://assetserver.net/_assets/middle atlantic/1000/dtpvfd10.jpg |  | https://assetserver.net/_assets/_prop65/shortform cancerandreprod_midat.jpg | US-United States | Mounts & Racks | Racks |  |  | 0 | Compatible Rack Height: 10U | Height: 19.4" | Depth: 1.5" | Compatibility: Middle Atlantic DTRK-1018 Desktop Rack | Limited Warranty: 3 Year | 24.300 x 22.000 x 5.300 | Offered in plexi-vented configurations. Beveled corners provide a stylish modern appearance while hinging either left or right. Black textured powder coat finish. Includes keylock.
Racks | Middle Atlantic | DT-PVFD-12 | 12SP PLEXI VENTED FRNT DR | 449 | 404.1 | [8 empty] | 656747142536 | Y | 11.8 | https://assetserver.net/_assets/middle atlantic/1000/dtpvfd12.jpg |  | https://assetserver.net/_assets/_prop65/shortform cancerandreprod_midat.jpg | US-United States | Mounts & Racks | Racks |  |  | 0 | Compatible Rack Height: 12U | Height: 22.9" | Width: 1.5" | Compatibility: Middle Atlantic DTRK-1218 Desktop Rack | Limited Warranty: 3 Year | 27.800 x 22.000 x 5.300 | Offered in plexi-vented configurations. Beveled corners provide a stylish modern appearance while hinging either left or right. Black textured powder coat finish. Includes keylock.
Racks | Middle Atlantic | DT-PVFD-14 | 14SP PLEXI VENTED FRNT DR | 487 | 438.3 | [8 empty] | 656747142529 | Y | 13.2 |  |  | https://assetserver.net/_assets/_prop65/shortform cancerandreprod_midat.jpg | US-United States | Mounts & Racks | Racks |  |  | 0 | Plexi vented front door with locking swing handle | Finish matches DTRK racks |  |  |  | 31.300 x 22.000 x 5.300 | <p>Vented plexi door with locking swing handle, finish matches DTRK</p>
Racks | Middle Atlantic | DT-PVFD-18 | 18SP PLEXI VENTED FRNT DR | 532 | 478.8 | [8 empty] | 656747142512 | Y | 15.3 |  |  | https://assetserver.net/_assets/_prop65/shortform cancerandreprod_midat.jpg | US-United States | Mounts & Racks | Racks |  |  | 0 | Plexi vented front door with locking swing handle | Finish matches DTRK racks |  |  |  | 38.300 x 22.000 x 5.300
Racks | Middle Atlantic | DT-PVFD-7 | 7SP PLEXI VENTED FRNT DR | 327 | 294.3 | [8 empty] | 656747142550 | Y | 9 |  |  | https://assetserver.net/_assets/_prop65/shortform cancerandreprod_midat.jpg | US-United States | Mounts & Racks | Racks |  |  | 0 | Plexi vented front door with locking swing handle | Finish matches DTRK racks |  |  |  | 19.000 x 22.000 x 5.300
Racks | Middle Atlantic | DT-RAP10 | 10SP DTRK REAR ACCESS PAN | 206 | 185.4 | [8 empty] | 656747142444 | Y | 8.4 |  |  | https://assetserver.net/_assets/_prop65/shortform cancerandreprod_midat.jpg | US-United States | Mounts & Racks | Racks |  |  | 0 | Locking rear access panel includes brush cable entry | Finish matches DTRK racks |  |  |  | 24.300 x 22.000 x 5.300
Racks | Middle Atlantic | DT-RAP12 | 12SP DTRK REAR ACCESS PAN | 217 | 195.3 | [8 empty] | 656747142437 | Y | 9.9 |  |  | https://assetserver.net/_assets/_prop65/shortform cancerandreprod_midat.jpg | US | Mounts & Racks | Racks |  |  | 0 | Product Color: Gray | Product Material: Steel | Compatible Rack Height: 12U | Height: 22.9" | Width: 21.4" | 27.800 x 22.000 x 5.300 | Locking rear panel with brush cable entry, finish matches DTRK
Racks | Middle Atlantic | DT-RAP14 | 14SP DTRK REAR ACCESS PAN | 222 | 199.8 | [8 empty] | 656747142420 | Y | 10 | https://assetserver.net/_assets/middle atlantic/1000/dtrap14.jpg |  | https://assetserver.net/_assets/_prop65/shortform cancerandreprod_midat.jpg | US-United States | Mounts & Racks | Racks |  |  | 0 | Compatible Rack Height: 14U | Height: 26.4" | Depth: 21.4" | Compatibility: Middle Atlantic DTRK Series 19" Desktop Rack | Limited Warranty: 3 Year | 31.300 x 22.000 x 5.300 | Locking rear panel with brush cable entry, finish matches DTRK
Racks | Middle Atlantic | DT-RAP18 | 18SP DTRK REAR ACCESS PAN | 246 | 221.4 | [8 empty] | 656747142413 | Y | 12.2 | https://assetserver.net/_assets/middle atlantic/1000/dtrap18.jpg |  | https://assetserver.net/_assets/_prop65/shortform cancerandreprod_midat.jpg | US-United States | Mounts & Racks | Racks |  |  | 0 | Height: 33.4" | Width: 21.4" | Compatibility: Middle Atlantic DTRK Series 19" Desktop Rack | Limited Warranty: 3 Year |  | 38.300 x 22.000 x 5.300 | Locking rear panel with brush cable entry, finish matches DTRK
Racks | Middle Atlantic | DT-RAP7 | 7SP DTRK REAR ACCESS PAN | 194 | 174.6 | [8 empty] | 656747142451 | Y | 6.9 |  |  | https://assetserver.net/_assets/_prop65/shortform cancerandreprod_midat.jpg | US-United States | Mounts & Racks | Racks |  |  | 0 | Locking rear access panel includes brush cable entry | Finish matches DTRK racks |  |  |  | 19.000 x 22.000 x 5.300
Racks | Middle Atlantic | DTRK-1018 | 10SP/18D DSKTP RK,NO DRS | 557 | 501.3 | [8 empty] | 656747142567 | Y | 34.05 |  |  | https://assetserver.net/_assets/_prop65/shortform cancerandreprod_midat.jpg | US-United States | Mounts & Racks | Racks |  |  | 0 | Form Factor: Desktop | Product Color: Metallic Gray Powder Coat | Product Material: Steel | Static/Stationary Weight Capacity: 1200 lb | Height: 19.4" | 23.000 x 25.000 x 24.000 | <p>The compact DTRK Series provides a rackmounting solution for desktop installations and is also great for under-desk applications. Available options include vented and plexi front doors, and a brush grommet rear access panel for simple and clean cable entry routing.</p> <ul> <li>Ships fully assembled, with sturdy welded steel construction</li> <li>Optional brackets provide compatibility with select Lever Lock&trade; accessories</li> <li>Standard fixed front and rear 10-32 threaded rackrail</li> </ul>
Racks | Middle Atlantic | DTRK-1218 | 12SP/18D DSKTP RK,NO DRS | 644 | 579.6 | [8 empty] | 656747142390 | Y | 41.4 |  |  | https://assetserver.net/_assets/_prop65/shortform cancerandreprod_midat.jpg | US-United States | Mounts & Racks | Racks |  |  | 0 | Form Factor: Desktop | Form Factor: Under Counter | Product Color: Metallic Gray Powder Coat | Product Material: Steel | Maximum Weight Capacity: 1200 lb | 22.000 x 25.500 x 26.000 | <p>The compact DTRK Series provides a rackmounting solution for desktop installations and is also great for under-desk applications. Available options include vented and plexi front doors, and a brush grommet rear access panel for simple and clean cable entry routing.</p> <ul> <li>Ships fully assembled, with sturdy welded steel construction</li> <li>Optional brackets provide compatibility with select Lever Lock&trade; accessories</li> <li>Standard fixed front and rear 10-32 threaded rackrail</li> </ul>
Racks | Middle Atlantic | DTRK-1418 | 14SP/18D DSKTP RK,NO DRS | 737 | 663.3 | [8 empty] | 656747142383 | Y | 45 |  |  | https://assetserver.net/_assets/_prop65/shortform cancerandreprod_midat.jpg | US-United States | Mounts & Racks | Racks |  |  | 0 | Form Factor: Desktop | Product Color: Metallic Gray Powder Coat | Product Material: Steel | Static/Stationary Weight Capacity: 1200 lb | Height: 26.4" | 30.000 x 26.000 x 23.000 | <p>The compact DTRK Series provides a rackmounting solution for desktop installations and is also great for under-desk applications. Available options include vented and plexi front doors, and a brush grommet rear access panel for simple and clean cable entry routing.</p> <ul> <li>Ships fully assembled, with sturdy welded steel construction</li> <li>Optional brackets provide compatibility with select Lever Lock&trade; accessories</li> <li>Standard fixed front and rear 10-32 threaded rackrail</li> </ul>
Racks | Middle Atlantic | DTRK-1818 | 18SP/18D DSKTP RK,NO DRS | 835 | 751.5 | [8 empty] | 656747142376 | N | 51 |  |  | https://assetserver.net/_assets/_prop65/shortform cancerandreprod_midat.jpg | US | Mounts & Racks | Racks |  |  | 0 | Form Factor: Desktop | Form Factor: Under Counter | Product Color: Metallic Gray Powder Coat | Product Material: Steel | Maximum Weight Capacity: 1200 lb | 36.500 x 25.000 x 23.000 | <p>The compact DTRK Series provides a rackmounting solution for desktop installations and is also great for under-desk applications. Available options include vented and plexi front doors, and a brush grommet rear access panel for simple and clean cable entry routing.</p> <ul> <li>Ships fully assembled, with sturdy welded steel construction</li> <li>Optional brackets provide compatibility with select Lever Lock&trade; accessories</li> <li>Standard fixed front and rear 10-32 threaded rackrail</li> </ul>
Racks | Middle Atlantic | DTRK-718 | TOP/18D DSKTP RK,NO DRS | 464 | 417.6 | [8 empty] | 656747142406 | Y | 34.8 |  |  | https://assetserver.net/_assets/_prop65/shortform cancerandreprod_midat.jpg | US-United States | Mounts & Racks | Racks |  |  | 0 | Features: Vented | Features: Cable Management | Features: Adjustable Mounting Rails | Product Color: Metallic Gray Powder Coat | Product Material: Plexiglas | 25.000 x 23.000 x 19.000 | The compact rack series provides a rackmounting solution for desktop installations and is also great for under desk applications. Available options include vented and plexi front doors, and a brush grommet rear access panel for simple and clean cable entry routing. Ships fully assembled, with sturdy welded construction. Standard fixed front and rear 10-32 threaded rackrail.
Racks | Middle Atlantic | DTRK-W | DTRK CASTERS W/HARDWARE | 111 | 99.9 | [8 empty] | 656747181085 | Y | 4.5 |  |  | https://assetserver.net/_assets/_prop65/shortform cancerandreprod_midat.jpg | CN | Mounts & Racks | Racks |  |  | 0 | Load Capacity: 300 lb | Application/Usage: Rack | Product Material: Steel | Compatibility: Middle Atlantic DTRK Rack | Environmentally Friendly: Yes | 8.500 x 8.500 x 8.500
Racks | Middle Atlantic | DT-VFD-10 | 10SP DTRK VENTED FRONT DR | 252 | 226.8 | [8 empty] | 656747142499 | Y | 11.4 |  |  | https://assetserver.net/_assets/_prop65/shortform cancerandreprod_midat.jpg | US-United States | Mounts & Racks | Racks |  |  | 0 | Vented front door with locking swing handle | Finish matches DTRK racks |  |  |  | 24.300 x 22.000 x 5.300
Racks | Middle Atlantic | DT-VFD-12 | 12SP DTRK VENTED FRONT DR | 260 | 234 | [8 empty] | 656747142482 | Y | 12.6 | https://assetserver.net/_assets/middle atlantic/1000/dtvfd12.jpg |  | https://assetserver.net/_assets/_prop65/shortform cancerandreprod_midat.jpg | US | Mounts & Racks | Racks |  |  | 0 | Compatible Rack Height: 12U | Height: 22.9" | Depth: 1.5" | Compatibility: Middle Atlantic DTRK-1218 Desktop Rack | Limited Warranty: 3 Year | 27.800 x 22.000 x 5.300 | Vented front door with plexi panels
Racks | Middle Atlantic | DT-VFD-14 | 14SP DTRK VENTED FRONT DR | 272 | 244.8 | [8 empty] | 656747142475 | Y | 13.9 | https://assetserver.net/_assets/middle atlantic/1000/dtvfd14.jpg |  | https://assetserver.net/_assets/_prop65/shortform cancerandreprod_midat.jpg | US | Mounts & Racks | Racks |  |  | 0 | Compatible Rack Height: 14U | Height: 26.4" | Depth: 1.5" | Compatibility: Middle Atlantic DTRK-1418 Desktop Rack | Limited Warranty: 3 Year | 31.300 x 22.000 x 5.300 | Vented front door with plexi panels
Racks | Middle Atlantic | DT-VFD-18 | 18SP DTRK VENTED FRONT DR | 317 | 285.3 | [8 empty] | 656747142468 | Y | 16.4 |  |  | https://assetserver.net/_assets/_prop65/shortform cancerandreprod_midat.jpg | US-United States | Mounts & Racks | Racks |  |  | 0 | Height: 33.4" | Depth: 1.5" | Compatibility: <p>Middle Atlantic DTRK Series 19" Desktop Rack</p> | Limited Warranty: 3 Year |  | 38.300 x 22.000 x 5.300
Racks | Middle Atlantic | DT-VFD-7 | 7SP DTRK VENTED FRONT DR | 194 | 174.6 | [8 empty] | 656747142505 | Y | 9.6 | https://assetserver.net/_assets/middle atlantic/1000/dtvfd7.jpg |  | https://assetserver.net/_assets/_prop65/shortform cancerandreprod_midat.jpg | US-United States | Mounts & Racks | Racks |  |  | 0 | Height: 14.1" | Depth: 1.5" | Compatibility: <p>Middle Atlantic DTRK Series 19" Desktop Rack</p> | Environmentally Friendly: Yes | Environmental Certification: GREENGUARD | 19.000 x 22.000 x 6.000 | Vented front door with plexi panels
Racks | Middle Atlantic | DUCT-COOL-1PT | 135CFM,INLINE,DUCTCOOL | 908 | 817.2 | [8 empty] | 656747099175 | Y | 29 | https://assetserver.net/_assets/middle atlantic/1000/ductcool1pt.jpg |  | https://assetserver.net/_assets/_prop65/shortform cancerandreprod_midat.jpg | US | Mounts & Racks | Racks |  |  | 0 | [5 empty] | 34.750 x 12.000 x 25.000 | Duct Cool is a long pull vent system that allows you to manage the heat in closets quietly and effectively. At the heart of the system is a powerful state-of-the-art mixed flow fan capable of pulling heated air from up to 25-Ft. away.
Racks | Middle Atlantic | DUCT-COOL-2PT | 293CFM,INLINE,DUCTCOOL | 1113 | 1001.7 | [8 empty] | 656747099182 | Y | 32.5 | https://assetserver.net/_assets/middle atlantic/1000/ductcool2pt.jpg |  | https://assetserver.net/_assets/_prop65/shortform cancerandreprod_midat.jpg | US-United States | Mounts & Racks | Racks |  |  | 0 | [5 empty] | 34.000 x 12.000 x 25.000 | Duct Cool is a long pull vent system that allows you to manage the heat in closets quietly and effectively. At the heart of the system is a powerful state-of-the-art mixed flow fan capable of pulling heated air from up to 25-Ft. away.
Racks | Middle Atlantic | DUP1 | DUPLEX (1) PORT UCP PNL | 30 | 27 | [8 empty] | 656747005077 | Y | 0.13 |  |  | https://assetserver.net/_assets/_prop65/shortform cancerandreprod_midat.jpg | US-United States | Mounts & Racks | Racks |  |  | 0 | Product Color: Brushed Black | Product Color: Anodized | Product Material: Steel | Product Material: Aluminum | Height: 3.5" | 3.500 x 3.500 x 0.160 | <b>DUP1</b> <br />Removal of receptacle ears is necessary to fit between UCP bars.
Racks | Middle Atlantic | DUP2 | DUPLEX (2) PORT UCP PNL | 30 | 27 | [8 empty] | 656747005084 | Y | 0.14 |  |  | https://assetserver.net/_assets/_prop65/shortform cancerandreprod_midat.jpg | US-United States | Mounts & Racks | Racks |  |  | 0 | Number of Unloaded Sockets: 4 | Total Number of Sockets: 4 | Color Family: Black | Product Color: Brushed Black | Product Color: Anodized | 3.500 x 3.500 x 0.160 | Removal of receptacle ears is necessary to fit between UCP bars. Aluminum construction with black brushed and anodized finish. Fits in UCP Series frame kits, swinging frame, chassis, and cable tray.
Racks | Middle Atlantic | DVFD-44 | FINE PERF FRONT DOOR FOR DRK | 956 | 860.4 | [8 empty] | 656747040351 | Y | 52 |  |  | https://assetserver.net/_assets/_prop65/shortform cancerandreprod_midat.jpg | US-United States | Mounts & Racks | Racks |  |  | 0 | Product Color: Black | Product Material: Steel | Compatibility: Middle Atlantic DRK Series Rack Enclosure | Limited Warranty: Lifetime |  | 36.000 x 5.000 x 84.000 | Offered in various configurations. Beveled corners provide a stylistically modern appearance, while hinging either left or right. Black textured powder coat finish.
Racks | Middle Atlantic | DVRD-44 | DRK VENTED REAR DOOR | 212 | 190.8 | [8 empty] | 656747041532 | Y | 55 |  |  | https://assetserver.net/_assets/_prop65/shortform cancerandreprod_midat.jpg | US-United States | Mounts & Racks | Racks |  |  | 0 | Product Color: Black | Product Material: Steel | Compatibility: Middle Atlantic DRK Series Enclosures | Limited Warranty: Lifetime |  | 29.000 x 4.000 x 83.000 | Offered in various configurations. Beveled corners provide a stylistically modern appearance, while hinging either left or right. Black textured powder coat finish.
Racks | Middle Atlantic | DWR-10-17PD | 10SP/17D WALLRACK W/PLEXI DR | 1174 | 1056.6 | [8 empty] | 656747005138 | N | 86 |  |  | https://assetserver.net/_assets/_prop65/shortform cancerandreprod_midat.jpg | PA | Mounts & Racks | Racks |  |  | 0 | Features: Lockable | Features: Removable Door | Features: Cable Management | Form Factor: Wall Mountable | Product Color: Black Powder Coat | 27.000 x 24.000 x 30.000 | DWR-10-17PD</b> <br />Specify a DWR wall cabinet to provide easy rear access while keeping floor areas clear. This pivoting, sectional wall cabinet is ideal for systems in both secured and non-secured areas. Most versatile wall rack available!
Racks | Middle Atlantic | DWR-10-22 | 10SP/22D WALLRACK BLACK | 936 | 842.4 | [8 empty] | 656747005145 | Y | 82.9 |  |  | https://assetserver.net/_assets/_prop65/shortform cancerandreprod_midat.jpg | MX | Mounts & Racks | Racks |  |  | 0 | Form Factor: Wall Mountable | Product Color: Black | Product Material: Steel | Maximum Weight Capacity: 200 lb | Height: 13.5" | 32.000 x 28.500 x 27.000
Racks | Middle Atlantic | DWR-10-22PD | 10SP/22D WALLRACK W/PLEXI DR | 1233 | 1109.7 | [8 empty] | 656747005152 | N | 96 |  |  | https://assetserver.net/_assets/_prop65/shortform cancerandreprod_midat.jpg | US | Mounts & Racks | Racks |  |  | 0 | Form Factor: Wall Mountable | Color Family: Black | Product Color: Black | Product Material: Steel | Maximum Weight Capacity: 200 lb | 27.000 x 24.000 x 30.000 | The DWR Series Wall Mount Racks are now Forward and Lever Lock compatible providing maximum mounting capacity on and off the rail and a suite of tool-free accessories making rack installations 5Xs faster! 10RU and 22in Deep wall mount cabinet. Now equipped with the revolutionary Forward rack rail giving you the ability to use Forward blank panels, vent panels and horizontal cable management. Rear rack rail is optional (FWD-DWR-RRxx). Now accepts patented Lever Lock tool free and hardware free internal device and cable management system accessories in the center section and the backpan (with LL-DWR/SR-BP). Robust welded steel construction, with Seismic certification when used with DWRSR-ZL latch. Center section rear channel accommodates optional Slim power to save space, including the 10 outlet Select Vertical PDU with RackLink. Tool-Free Quick-Mount system for easy, one-person mounting of the center section to the backpan on the jobsite. Optional minimum-clearance latch allows side-by-side or interior corner mounting to save room. Center section swing is reversible, and can be both key-locked and padlocked. Center section is keyed differently from optional front door for additional security. Designed for active or passive cooling to support all systems. Comes with a factory installed plexi door.
Racks | Middle Atlantic | DWR-12-17 | 12SP/17D WALLRACK BLACK | 965 | 868.5 | [8 empty] | 656747005213 | Y | 77.7 | https://assetserver.net/_assets/middle atlantic/1000/dwr1217.jpg |  | https://assetserver.net/_assets/_prop65/shortform cancerandreprod_midat.jpg | US | Mounts & Racks | Racks |  |  | 0 | [5 empty] | 33.000 x 27.000 x 24.000 | DWR-12-17</b> <br />Specify a DWR wall cabinet to provide easy rear access while keeping floor areas clear. This pivoting, sectional wall cabinet is ideal for systems in both secured and non-secured areas. Most versatile wall rack available!
Racks | Middle Atlantic | DWR-12-17PD | 12SP/17D WALLRACK W/PLEXI DR | 1279 | 1151.1 | [8 empty] | 656747105227 | N | 86 |  |  | https://assetserver.net/_assets/_prop65/shortform cancerandreprod_midat.jpg | US | Mounts & Racks | Racks |  |  | 0 | Features: Removable Door | Features: Cable Management | Features: Adjustable Mounting Rails | Form Factor: Wall Mountable | Product Color: Black Powder Coat | 27.000 x 24.000 x 35.000 | DWR-12-17PD</b> <br />Specify a DWR wall cabinet to provide easy rear access while keeping floor areas clear. This pivoting, sectional wall cabinet is ideal for systems in both secured and non-secured areas. Most versatile wall rack available!
Racks | Middle Atlantic | DWR-12-22 | 12SP/22D WALLRACK BLACK | 1053 | 947.7 | [8 empty] | 656747005220 | Y | 90 |  |  | https://assetserver.net/_assets/_prop65/shortform cancerandreprod_midat.jpg | US-United States | Mounts & Racks | Racks |  |  | 0 | Rack Type: Enclosed Cabinet | Features: Lockable | Features: Cable Management | Features: Powder Coated | Features: Key Lock | 43.000 x 32.000 x 28.000 | <p>The DWR Series Wall Racks are now Forward and Lever Lock compatible providing maximum mounting capacity on and off the rail and a suite of tool-free accessories making rack installations 5Xs faster! 12RU and 22in Deep. Now equipped with the revolutionary Forward rack rail giving you the ability to use Forward blank panels, vent panels and horizontal cable management. Rear rack rail is optional (FWD-DWR-RRxx). Now accepts patented Lever Lock tool free and hardware free internal device and cable management system accessories in the center section and the backpan (with LL-DWR/SR-BP). Robust welded steel construction, with Seismic certification when used with DWRSR-ZL latch. Center section rear channel accommodates optional PDT and PD Slim PDUs to save space. Tool-Free Quick-Mount system for easy, one-person mounting of the center section to the backpan on the jobsite. Optional minimum-clearance latch allows side-by-side or interior corner mounting to save room. Center section swing is reversible, and can be both key-locked and padlocked. Center section is keyed differently from optional front door for additional security. Designed for active or passive cooling to support all systems. Comes with a factory installed plexi door.</p>
Racks | Middle Atlantic | DWR-12-22PD | 12SP/22D WALLRACK W/PLEXI DR | 1362 | 1225.8 | [8 empty] | 656747105234 | N | 90 |  |  | https://assetserver.net/_assets/_prop65/shortform cancerandreprod_midat.jpg | US | Mounts & Racks | Racks |  |  | 0 | Features: Lockable | Features: Cable Management | Form Factor: Wall Mountable | Product Color: Black Powder Coat | Product Material: Steel | 27.000 x 24.000 x 32.000 | DWR-12-22PD</b><br /> Specify a DWR wall cabinet to provide easy rear access while keeping floor areas clear. This pivoting, sectional wall cabinet is ideal for systems in both secured and non-secured areas. Most versatile wall rack available!
Racks | Middle Atlantic | DWR-12-26 | 12SP/26D WALLRACK BLACK | 1140 | 1026 | [8 empty] | 656747057090 | N | 98 |  |  | https://assetserver.net/_assets/_prop65/shortform cancerandreprod_midat.jpg | US-United States | Mounts & Racks | Racks |  |  | 0 | Ventilation: Yes | Features: Lockable | Features: Key Lock | Features: Cable Management | Features: Powder Coated | 32.000 x 27.000 x 33.000 | <p>The DWR Series Wall Racks are now Forward and Lever Lock compatible providing maximum mounting capacity on and off the rail and a suite of tool-free accessories making rack installations 5Xs faster! 12RU and 26in Deep. Now equipped with the revolutionary Forward rack rail giving you the ability to use Forward blank panels, vent panels and horizontal cable management. Rear rack rail is optional (FWD-DWR-RRxx). Now accepts patented Lever Lock tool free and hardware free internal device and cable management system accessories in the center section and the backpan (with LL-DWR/SR-BP). Robust welded steel construction, with Seismic certification when used with DWRSR-ZL latch. Center section rear channel accommodates optional PDT and PD Slim PDUs to save space. Tool-Free Quick-Mount system for easy, one-person mounting of the center section to the backpan on the jobsite. Optional minimum-clearance latch allows side-by-side or interior corner mounting to save room. Center section swing is reversible, and can be both key-locked and padlocked. Center section is keyed differently from optional front door for additional security. Designed for active or passive cooling to support all systems. Comes with a factory installed plexi door.</p>
Racks | Middle Atlantic | DWR-12-26PD | 12SP/26D WALL RACK W/PLEXI FRONT DOOR | 1432 | 1288.8 | 1 | [5 empty] | 1 |  | 656747060076 | N | 91.1 |  |  | https://assetserver.net/_assets/_prop65/shortform cancerandreprod_midat.jpg | MX | Mounts & Racks | Racks |  |  | 0 | Product Color: Black | Rack Height: 12U | Limited Warranty: Lifetime |  |  | 26.000 x 30.000 x 34.000 | The DWR Series Wall Mount Racks are now Forward and Lever Lock compatible providing maximum mounting capacity on and off the rail and a suite of tool-free accessories making rack installations 5Xs faster! 12RU and 26in Deep wall mount cabinet. Now equipped with the revolutionary Forward rack rail giving you the ability to use Forward blank panels, vent panels and horizontal cable management. Rear rack rail is optional (FWD-DWR-RRxx). Now accepts patented Lever Lock tool free and hardware free internal device and cable management system accessories in the center section and the backpan (with LL-DWR/SR-BP). Robust welded steel construction, with Seismic certification when used with DWRSR-ZL latch. Center section rear channel accommodates optional Slim power to save space, including the 10 outlet Select Vertical PDU with RackLink. Tool-Free Quick-Mount system for easy, one-person mounting of the center section to the backpan on the jobsite. Optional minimum-clearance latch allows side-by-side or interior corner mounting to save room. Center section swing is reversible, and can be both key-locked and padlocked. Center section is keyed differently from optional front door for additional security. Designed for active or passive cooling to support all systems. Comes with a factory installed plexi door.
Racks | Middle Atlantic | DWR-12-32PD | 12SP/32D Wall Rack w/ Plexi Door | 1494 | 1344.6 | [8 empty] | 0656747115820 | Y | 127 | https://assetserver.net/_assets/middle atlantic/1000/dwr1232pd.jpg | https://assetserver.net/_assets/middle atlantic/pdf/dwr1232pd-spec.pdf | https://assetserver.net/_assets/_prop65/ca prop 65 short form label.jpg | US-United States | Mounts & Racks | Racks |  |  | 0 | Rack Type: Enclosed Cabinet | Features: Key Lock | Features: Adjustable Mounting Rails | Form Factor: Wall Mountable | Product Color: Black | 27.000 x 24.000 x 35.000 | The DWR Series Wall Racks are now Forward and Lever Lock compatible providing maximum mounting capacity on and off the rail and a suite of tool-free accessories making rack installations 5Xs faster!
Racks | Middle Atlantic | DWR-16-17 | 16SP/17D WALLRACK BLACK | 1114 | 1002.6 | [8 empty] | 656747005275 | Y | 89.85 | https://assetserver.net/_assets/middle atlantic/1000/dwr1617.jpg |  | https://assetserver.net/_assets/_prop65/shortform cancerandreprod_midat.jpg | US-United States | Mounts & Racks | Racks |  |  | 0 | Patented Tool Free Quick-Mount™; system for center section mounting | Center section swing is reversible, and can be both keylocked and padlocked | Center section is keyed differently from optional front door for security | Designed for choice of active or passive cooling | Standard front adjustable 10-32 threaded rackrail |  | Specify a DWR wall cabinet to provide easy rear access while keeping floor areas clear. This pivoting, sectional wall cabinet is ideal for systems in both secured and non-secured areas. Most versatile wall rack available!
Racks | Middle Atlantic | DWR-16-17PD | 16SP/17D WALLRACK W/PLEXI DR | 1447 | 1302.3 | [8 empty] | 656747005282 | Y | 110 | https://assetserver.net/_assets/middle atlantic/1000/dwr1617pd.jpg |  | https://assetserver.net/_assets/_prop65/shortform cancerandreprod_midat.jpg | US | Mounts & Racks | Racks |  |  | 0 | Patented Tool Free Quick-Mount™; system for center section mounting | Center section swing is reversible, and can be both keylocked and padlocked | Center section is keyed differently from optional front door for security | Designed for choice of active or passive cooling | Standard front adjustable 10-32 threaded rackrail | 24.000 x 27.000 x 41.000 | Specify a DWR wall cabinet to provide easy rear access while keeping floor areas clear. This pivoting, sectional wall cabinet is ideal for systems in both secured and non-secured areas. Most versatile wall rack available!
Racks | Middle Atlantic | DWR-16-22 | 16SP/22D WALLRACK BLACK | 1270 | 1143 | [8 empty] | 656747005305 | N | 101.8 | https://assetserver.net/_assets/middle atlantic/1000/dwr1622.jpg |  | https://assetserver.net/_assets/_prop65/shortform cancerandreprod_midat.jpg | US-United States | Mounts & Racks | Racks |  |  | 0 | Robust welded steel construction, with Seismic certification when used with DWRSR-ZL latch | Available in 17”, 22”, 26” and 32” overall depths with 15”, 20”, 24” and 30” of useable depth | Center section rear channel accommodates optional slim power to save space | Tool-Free Quick-Mount™ system for easy, one-person mounting of the center section to the backpan on the jobsite | Optional minimum-clearance latch allows side-by-side or interior corner mounting to save room | 15.000 x 17.000 x 20.000 | The DWR Series Wall Racks are now Forward and Lever Lock™ compatible providing maximum mounting capacity on and off the rail and a suite of tool-free accessories making rack installations 5Xs faster! Choose the DWR, the most versatile wall rack available, to provide easy rear access to equipment while keeping floor areas clear and minimizing the footprint of your system. This pivoting, sectional wall cabinet is ideal for systems in both secured and non-secured areas. Now equipped with the revolutionary Forward rackrail giving you the ability to use Forward blank panels, vent panels and horizontal cable management. Rear rackrail is optional (FWD-DWR-RRxx) Now accepts patented Lever Lock™ tool free and hardware free internal device and cable management system accessories in the center section (16, 18, 21, 24 & 35RU models) and the backpan (with LL-DWR/SR-BP) on all sizes
Racks | Middle Atlantic | DWR-16-22PD | 16SP/22D WALLRACK W/PLEXI DR | 1584 | 1425.6 | [8 empty] | 656747005312 | N | 124 | https://assetserver.net/_assets/middle atlantic/1000/dwr1622pd.jpg |  | https://assetserver.net/_assets/_prop65/shortform cancerandreprod_midat.jpg | US-United States | Mounts & Racks | Racks |  |  | 0 | Patented Tool Free Quick-Mount™; system for center section mounting | Center section swing is reversible, and can be both keylocked and padlocked | Center section is keyed differently from optional front door for security | Designed for choice of active or passive cooling | Standard front adjustable 10-32 threaded rackrail | 24.000 x 24.000 x 36.000 | Specify a DWR wall cabinet to provide easy rear access while keeping floor areas clear. This pivoting, sectional wall cabinet is ideal for systems in both secured and non-secured areas. Most versatile wall rack available!
Racks | Middle Atlantic | DWR-18-17PD | 18SP/17D WALLRACK W/PLEXI DR | 1576 | 1418.4 | [8 empty] | 656747105241 | Y | 95 | https://assetserver.net/_assets/middle atlantic/1000/dwr1817pd.jpg |  | https://assetserver.net/_assets/_prop65/shortform cancerandreprod_midat.jpg | US-United States | Mounts & Racks | Racks |  |  | 0 | Form Factor: Wall Mountable | Product Color: Black Powder Coat | Product Material: Steel | Product Material: Plexiglass | Static/Stationary Weight Capacity: 1000 lb | 27.000 x 24.000 x 45.000 | <p>Specify a DWR wall cabinet to provide easy rear access while keeping floor areas clear. This pivoting, sectional wall cabinet is ideal for systems in both secured and non-secured areas. Most versatile wall rack available!</p> <ul> <li>Robust welded steel construction, with Seismic certification</li> <li>Patented Tool Free Quick-Mount&trade; system for center section mounting</li> <li>Center section swing is reversible, and can be both keylocked and padlocked</li> <li>Center section is keyed differently from optional front door for security</li> <li>Designed for choice of active or passive cooling</li> <li>Standard front adjustable 10-32 threaded rackrail</li> </ul>
Racks | Middle Atlantic | DWR-18-22 | 18SP/22D WALLRACK BLACK | 1368 | 1231.2 | [8 empty] | 656747005381 | N | 108.6 | https://assetserver.net/_assets/middle atlantic/1000/dwr1822.jpg |  | https://assetserver.net/_assets/_prop65/shortform cancerandreprod_midat.jpg | US-United States | Mounts & Racks | Racks |  |  | 0 | Robust welded steel construction, with Seismic certification when used with DWRSR-ZL latch | Available in 17”, 22”, 26” and 32” overall depths with 15”, 20”, 24” and 30” of useable depth | Center section rear channel accommodates optional slim power to save space | Tool-Free Quick-Mount™ system for easy, one-person mounting of the center section to the backpan on the jobsite | Optional minimum-clearance latch allows side-by-side or interior corner mounting to save room | 25.000 x 27.000 x 64.000 | The DWR Series Wall Racks are now Forward and Lever Lock™ compatible providing maximum mounting capacity on and off the rail and a suite of tool-free accessories making rack installations 5Xs faster! Choose the DWR, the most versatile wall rack available, to provide easy rear access to equipment while keeping floor areas clear and minimizing the footprint of your system. This pivoting, sectional wall cabinet is ideal for systems in both secured and non-secured areas. Now equipped with the revolutionary Forward rackrail giving you the ability to use Forward blank panels, vent panels and horizontal cable management. Rear rackrail is optional (FWD-DWR-RRxx) Now accepts patented Lever Lock™ tool free and hardware free internal device and cable management system accessories in the center section (16, 18, 21, 24 & 35RU models) and the backpan (with LL-DWR/SR-BP) on all sizes
Racks | Middle Atlantic | DWR-18-22PD | 18SP/22D WALLRACK W/PLEXI DOOR | 1691 | 1521.9 | [8 empty] | 656747060922 | N | 124 | https://assetserver.net/_assets/middle atlantic/1000/dwr1822pd.jpg |  | https://assetserver.net/_assets/_prop65/shortform cancerandreprod_midat.jpg | US | Mounts & Racks | Racks |  |  | 0 | Features: Adjustable Mounting Rails | Features: Cable Management | Form Factor: Wall Mountable | Product Color: Black | Product Material: Steel | 27.000 x 26.000 x 45.000 | Specify a DWR wall cabinet to provide easy rear access while keeping floor areas clear. This pivoting, sectional wall cabinet is ideal for systems in both secured and non-secured areas. Most versatile wall rack available!
Racks | Middle Atlantic | DWR-18-26PD | 18SP/26D WALL RACK W/PLEXI DOOR | 1728 | 1555.2 | [8 empty] | 656747059001 | N | 135.58 | https://assetserver.net/_assets/middle atlantic/1000/dwr1826pd.jpg |  | https://assetserver.net/_assets/_prop65/shortform cancerandreprod_midat.jpg | US-United States | Mounts & Racks | Racks |  |  | 0 | Robust welded steel construction, with Seismic certification when used with DWRSR-ZL latch | Available in 17”, 22”, 26” and 32” overall depths with 15”, 20”, 24” and 30” of useable depth | Center section rear channel accommodates optional slim power to save space | Tool-Free Quick-Mount™ system for easy, one-person mounting of the center section to the backpan on the jobsite | Optional minimum-clearance latch allows side-by-side or interior corner mounting to save room | 38.500 x 26.500 x 38.500 | The DWR Series Wall Racks are now Forward and Lever Lock™ compatible providing maximum mounting capacity on and off the rail and a suite of tool-free accessories making rack installations 5Xs faster! Choose the DWR, the most versatile wall rack available, to provide easy rear access to equipment while keeping floor areas clear and minimizing the footprint of your system. This pivoting, sectional wall cabinet is ideal for systems in both secured and non-secured areas. Now equipped with the revolutionary Forward rackrail giving you the ability to use Forward blank panels, vent panels and horizontal cable management. Rear rackrail is optional (FWD-DWR-RRxx) Now accepts patented Lever Lock™ tool free and hardware free internal device and cable management system accessories in the center section (16, 18, 21, 24 & 35RU models) and the backpan (with LL-DWR/SR-BP) on all sizes
Racks | Middle Atlantic | DWR-18-32 | 18SP/32D WALL RACK,BLACK | 1463 | 1316.7 | [8 empty] | 656747100529 | Y | 148 | https://assetserver.net/_assets/middle atlantic/1000/dwr1832.jpg |  | https://assetserver.net/_assets/_prop65/shortform cancerandreprod_midat.jpg | US-United States | Mounts & Racks | Racks |  |  | 0 | Form Factor: Wall Mountable | Environmentally Friendly: Yes | Environmental Certification: GREENGUARD | Limited Warranty: Lifetime | Limited Warranty: Lifetime | 48.000 x 40.000 x 48.000 | Specify a DWR wall cabinet to provide easy rear access while keeping floor areas clear. This pivoting, sectional wall cabinet is ideal for systems in both secured and non-secured areas. Most versatile wall rack available!
Racks | Middle Atlantic | DWR-18-32PD | 18SP/32D WALLRACK W/PLEXI | 1782 | 1603.8 | [9 empty] | Y | 1 |  |  | https://assetserver.net/_assets/_prop65/ca prop 65 short form label.jpg | US-United States | Mounts & Racks | Racks |  |  | 0 | Features: Robust | Features: Lockable | Features: Key Lock | Form Factor: Wall Mountable | Color Family: Other | 48.000 x 40.000 x 48.000
Racks | Middle Atlantic | DWR-21-17PD | 21SP/17D WALLRACK W/PLEXI DR | 1758 | 1582.2 | [8 empty] | 656747005428 | Y | 132 |  |  | https://assetserver.net/_assets/_prop65/shortform cancerandreprod_midat.jpg | US-United States | Mounts & Racks | Racks |  |  | 0 | Form Factor: Wall Mountable | Product Color: Black Powder Coat | Product Material: Steel | Product Material: Plexiglass | Maximum Weight Capacity: 250 lb | 27.000 x 24.000 x 50.000 | DWR-21-17PD</b> <br />Specify a DWR wall cabinet to provide easy rear access while keeping floor areas clear. This pivoting, sectional wall cabinet is ideal for systems in both secured and non-secured areas. Most versatile wall rack available!
Racks | Middle Atlantic | DWR-21-22 | 21SP/22D WALLRACK BLACK | 1554 | 1398.6 | [8 empty] | 656747005442 | Y | 116.6 | https://assetserver.net/_assets/middle atlantic/1000/dwr2122.jpg |  | https://assetserver.net/_assets/_prop65/shortform cancerandreprod_midat.jpg | US-United States | Mounts & Racks | Racks |  |  | 0 | Patented Tool Free Quick-Mount™; system for center section mounting | Center section swing is reversible, and can be both keylocked and padlocked | Center section is keyed differently from optional front door for security | Designed for choice of active or passive cooling | Standard front adjustable 10-32 threaded rackrail | 18.000 x 24.250 x 43.500 | Specify a DWR wall cabinet to provide easy rear access while keeping floor areas clear. This pivoting, sectional wall cabinet is ideal for systems in both secured and non-secured areas. Most versatile wall rack available!
Racks | Middle Atlantic | DWR-21-22PD | 21SP/22D WALLRACK W/PLEXI DR | 1907 | 1716.3 | 2 | 2 | [6 empty] | 656747005459 | N | 144 | https://assetserver.net/_assets/middle atlantic/1000/dwr2122pd.jpg |  | https://assetserver.net/_assets/_prop65/shortform cancerandreprod_midat.jpg | US-United States | Mounts & Racks | Racks |  |  | 0 | Robust welded steel construction, with Seismic certification when used with DWRSR-ZL latch | Available in 17”, 22”, 26” and 32” overall depths with 15”, 20”, 24” and 30” of useable depth | Center section rear channel accommodates optional slim power to save space | Tool-Free Quick-Mount™ system for easy, one-person mounting of the center section to the backpan on the jobsite | Optional minimum-clearance latch allows side-by-side or interior corner mounting to save room | 25.000 x 25.500 x 5.000 | The DWR Series Wall Racks are now Forward and Lever Lock™ compatible providing maximum mounting capacity on and off the rail and a suite of tool-free accessories making rack installations 5Xs faster! Choose the DWR, the most versatile wall rack available, to provide easy rear access to equipment while keeping floor areas clear and minimizing the footprint of your system. This pivoting, sectional wall cabinet is ideal for systems in both secured and non-secured areas. Now equipped with the revolutionary Forward rackrail giving you the ability to use Forward blank panels, vent panels and horizontal cable management. Rear rackrail is optional (FWD-DWR-RRxx) Now accepts patented Lever Lock™ tool free and hardware free internal device and cable management system accessories in the center section (16, 18, 21, 24 & 35RU models) and the backpan (with LL-DWR/SR-BP) on all sizes
Racks | Middle Atlantic | DWR-24-17PD | 24SP/17D WALLRACK W/PLEXI DR | 1838 | 1654.2 | [8 empty] | 656747005510 | Y | 138 |  |  | https://assetserver.net/_assets/_prop65/shortform cancerandreprod_midat.jpg | US-United States | Mounts & Racks | Racks |  |  | 0 | Ventilation: Yes | Features: Cable Management | Features: Vented | Features: Robust | Features: Front Door | 23.500 x 20.500 x 49.000 | DWR-24-17PD</b><br /> Specify a DWR wall cabinet to provide easy rear access while keeping floor areas clear. This pivoting, sectional wall cabinet is ideal for systems in both secured and non-secured areas. Most versatile wall rack available!
Racks | Middle Atlantic | DWR-24-22 | 24SP/22D WALLRACK BLACK | 1673 | 1505.7 | [8 empty] | 656747005527 | N | 125.65 | https://assetserver.net/_assets/middle atlantic/1000/dwr2422.jpg |  | https://assetserver.net/_assets/_prop65/shortform cancerandreprod_midat.jpg | US-United States | Mounts & Racks | Racks |  |  | 0 | Robust welded steel construction, with Seismic certification when used with DWRSR-ZL latch | Available in 17”, 22”, 26” and 32” overall depths with 15”, 20”, 24” and 30” of useable depth | Center section rear channel accommodates optional slim power to save space | Tool-Free Quick-Mount™ system for easy, one-person mounting of the center section to the backpan on the jobsite | Optional minimum-clearance latch allows side-by-side or interior corner mounting to save room | 1.000 x 1.000 x 1.000 | The DWR Series Wall Racks are now Forward and Lever Lock™ compatible providing maximum mounting capacity on and off the rail and a suite of tool-free accessories making rack installations 5Xs faster! Choose the DWR, the most versatile wall rack available, to provide easy rear access to equipment while keeping floor areas clear and minimizing the footprint of your system. This pivoting, sectional wall cabinet is ideal for systems in both secured and non-secured areas. Now equipped with the revolutionary Forward rackrail giving you the ability to use Forward blank panels, vent panels and horizontal cable management. Rear rackrail is optional (FWD-DWR-RRxx) Now accepts patented Lever Lock™ tool free and hardware free internal device and cable management system accessories in the center section (16, 18, 21, 24 & 35RU models) and the backpan (with LL-DWR/SR-BP) on all sizes
Racks | Middle Atlantic | DWR-24-22PD | 24SP/22D WALLRACK W/PLEXI DR | 2050 | 1845 | [8 empty] | 656747005534 | N | 152 | https://assetserver.net/_assets/middle atlantic/1000/dwr2422pd.jpg |  | https://assetserver.net/_assets/_prop65/shortform cancerandreprod_midat.jpg | US | Mounts & Racks | Racks |  |  | 0 | Robust welded steel construction, with Seismic certification when used with DWRSR-ZL latch | Available in 17”, 22”, 26” and 32” overall depths with 15”, 20”, 24” and 30” of useable depth | Center section rear channel accommodates optional slim power to save space | Tool-Free Quick-Mount™ system for easy, one-person mounting of the center section to the backpan on the jobsite | Optional minimum-clearance latch allows side-by-side or interior corner mounting to save room | 27.000 x 27.000 x 55.000 | The DWR Series Wall Racks are now Forward and Lever Lock™ compatible providing maximum mounting capacity on and off the rail and a suite of tool-free accessories making rack installations 5Xs faster! Choose the DWR, the most versatile wall rack available, to provide easy rear access to equipment while keeping floor areas clear and minimizing the footprint of your system. This pivoting, sectional wall cabinet is ideal for systems in both secured and non-secured areas. Now equipped with the revolutionary Forward rackrail giving you the ability to use Forward blank panels, vent panels and horizontal cable management. Rear rackrail is optional (FWD-DWR-RRxx) Now accepts patented Lever Lock™ tool free and hardware free internal device and cable management system accessories in the center section (16, 18, 21, 24 & 35RU models) and the backpan (with LL-DWR/SR-BP) on all sizes
Racks | Middle Atlantic | DWR-24-26 | DWR RACK 24RU 24"USEABLE DP | 1981 | 1782.9 | [8 empty] | 656747056697 | N | 140 | https://assetserver.net/_assets/middle atlantic/1000/dwr2426.jpg |  | https://assetserver.net/_assets/_prop65/shortform cancerandreprod_midat.jpg | MX | Mounts & Racks | Racks |  |  | 0 | Robust welded steel construction, with Seismic certification when used with DWRSR-ZL latch | Available in 17”, 22”, 26” and 32” overall depths with 15”, 20”, 24” and 30” of useable depth | Center section rear channel accommodates optional slim power to save space | Tool-Free Quick-Mount™ system for easy, one-person mounting of the center section to the backpan on the jobsite | Optional minimum-clearance latch allows side-by-side or interior corner mounting to save room | 28.000 x 34.000 x 53.000 | The DWR Series Wall Racks are now Forward and Lever Lock™ compatible providing maximum mounting capacity on and off the rail and a suite of tool-free accessories making rack installations 5Xs faster! Choose the DWR, the most versatile wall rack available, to provide easy rear access to equipment while keeping floor areas clear and minimizing the footprint of your system. This pivoting, sectional wall cabinet is ideal for systems in both secured and non-secured areas. Now equipped with the revolutionary Forward rackrail giving you the ability to use Forward blank panels, vent panels and horizontal cable management. Rear rackrail is optional (FWD-DWR-RRxx) Now accepts patented Lever Lock™ tool free and hardware free internal device and cable management system accessories in the center section (16, 18, 21, 24 & 35RU models) and the backpan (with LL-DWR/SR-BP) on all sizes
Racks | Middle Atlantic | DWR-24-26PD | 24SP/26D WALLRACK W/PLEXI DOOR | 2323 | 2090.7 | [8 empty] | 656747059025 | N | 167 | https://assetserver.net/_assets/middle atlantic/1000/dwr2426pd.jpg |  | https://assetserver.net/_assets/_prop65/shortform cancerandreprod_midat.jpg | US | Mounts & Racks | Racks |  |  | 0 | Robust welded steel construction, with Seismic certification when used with DWRSR-ZL latch | Available in 17”, 22”, 26” and 32” overall depths with 15”, 20”, 24” and 30” of useable depth | Center section rear channel accommodates optional slim power to save space | Tool-Free Quick-Mount™ system for easy, one-person mounting of the center section to the backpan on the jobsite | Optional minimum-clearance latch allows side-by-side or interior corner mounting to save room | 26.000 x 30.000 x 56.000 | The DWR Series Wall Racks are now Forward and Lever Lock™ compatible providing maximum mounting capacity on and off the rail and a suite of tool-free accessories making rack installations 5Xs faster! Choose the DWR, the most versatile wall rack available, to provide easy rear access to equipment while keeping floor areas clear and minimizing the footprint of your system. This pivoting, sectional wall cabinet is ideal for systems in both secured and non-secured areas. Now equipped with the revolutionary Forward rackrail giving you the ability to use Forward blank panels, vent panels and horizontal cable management. Rear rackrail is optional (FWD-DWR-RRxx) Now accepts patented Lever Lock™ tool free and hardware free internal device and cable management system accessories in the center section (16, 18, 21, 24 & 35RU models) and the backpan (with LL-DWR/SR-BP) on all sizes
Racks | Middle Atlantic | DWR-24-32 | 24SP/32D WALL RACK,BLACK | 2010 | 1809 | [8 empty] | 656747100536 | N | 160 | https://assetserver.net/_assets/middle atlantic/1000/dwr2432.jpg |  | https://assetserver.net/_assets/_prop65/shortform cancerandreprod_midat.jpg | US | Mounts & Racks | Racks |  |  | 0 | Robust welded steel construction, with Seismic certification when used with DWRSR-ZL latch | Available in 17”, 22”, 26” and 32” overall depths with 15”, 20”, 24” and 30” of useable depth | Center section rear channel accommodates optional slim power to save space | Tool-Free Quick-Mount™ system for easy, one-person mounting of the center section to the backpan on the jobsite | Optional minimum-clearance latch allows side-by-side or interior corner mounting to save room | 53.000 x 28.000 x 36.000 | The DWR Series Wall Racks are now Forward and Lever Lock™ compatible providing maximum mounting capacity on and off the rail and a suite of tool-free accessories making rack installations 5Xs faster! Choose the DWR, the most versatile wall rack available, to provide easy rear access to equipment while keeping floor areas clear and minimizing the footprint of your system. This pivoting, sectional wall cabinet is ideal for systems in both secured and non-secured areas. Now equipped with the revolutionary Forward rackrail giving you the ability to use Forward blank panels, vent panels and horizontal cable management. Rear rackrail is optional (FWD-DWR-RRxx) Now accepts patented Lever Lock™ tool free and hardware free internal device and cable management system accessories in the center section (16, 18, 21, 24 & 35RU models) and the backpan (with LL-DWR/SR-BP) on all sizes
Racks | Middle Atlantic | DWR-35-22 | 35SP/22D WALLRACK BLACK | 1961 | 1764.9 | [8 empty] | 656747005619 | N | 166 |  |  | https://assetserver.net/_assets/_prop65/shortform cancerandreprod_midat.jpg | MX | Mounts & Racks | Racks |  |  | 0 | Rack Type: Enclosed Cabinet | Ventilation: Yes | Features: Lockable | Features: Key Lock | Features: Powder Coated | 28.000 x 9.750 x 72.000 | <p>The DWR Series Wall Racks are now Forward and Lever Lock compatible providing maximum mounting capacity on and off the rail and a suite of tool-free accessories making rack installations 5Xs faster! 35RU and 22in Deep. Now equipped with the revolutionary Forward rack rail giving you the ability to use Forward blank panels, vent panels and horizontal cable management. Rear rack rail is optional (FWD-DWR-RRxx). Now accepts patented Lever Lock tool free and hardware free internal device and cable management system accessories in the center section and the backpan (with LL-DWR/SR-BP). Robust welded steel construction, with Seismic certification when used with DWRSR-ZL latch. Center section rear channel accommodates optional PDT and PD Slim PDUs to save space. Tool-Free Quick-Mount system for easy, one-person mounting of the center section to the backpan on the jobsite. Optional minimum-clearance latch allows side-by-side or interior corner mounting to save room. Center section swing is reversible, and can be both key-locked and padlocked. Center section is keyed differently from optional front door for additional security. Designed for active or passive cooling to support all systems. Comes with a factory installed plexi door.</p><p><br></p>
Racks | Middle Atlantic | DWR-35-22PD | 35SP/22D WALLRACK W/PLEXI DR | 2571 | 2313.9 | 1 | 1 | [6 empty] | 656747005626 | N | 194 |  |  | https://assetserver.net/_assets/_prop65/shortform cancerandreprod_midat.jpg | US | Mounts & Racks | Racks |  |  | 0 | Form Factor: Wall Mountable | Product Color: Black | Maximum Weight Capacity: 300 lb | Height: 68" | Width: 23.4" | 27.000 x 27.000 x 75.000 | The DWR Series Wall Racks are now Forward and Lever Lock compatible providing maximum mounting capacity on and off the rail and a suite of tool-free accessories making rack installations 5Xs faster! 35RU and 22in Deep. Now equipped with the revolutionary Forward rack rail giving you the ability to use Forward blank panels, vent panels and horizontal cable management. Rear rack rail is optional (FWD-DWR-RRxx). Now accepts patented Lever Lock tool free and hardware free internal device and cable management system accessories in the center section and the backpan (with LL-DWR/SR-BP). Robust welded steel construction, with Seismic certification when used with DWRSR-ZL latch. Center section rear channel accommodates optional Slim power to save space, including the 10 outlet Select Vertical PDU with RackLink. Tool-Free Quick-Mount system for easy, one-person mounting of the center section to the backpan on the jobsite. Optional minimum-clearance latch allows side-by-side or interior corner mounting to save room. Center section swing is reversible, and can be both key-locked and padlocked. Center section is keyed differently from optional front door for additional security. Designed for active or passive cooling to support all systems. Comes with a factory installed plexi door.
Racks | Middle Atlantic | DWR-35-26 | 35SP/26D WALLRACK BLACK | 2196 | 1976.4 | [8 empty] | 656747057120 | N | 183 |  |  | https://assetserver.net/_assets/_prop65/shortform cancerandreprod_midat.jpg | MX | Mounts & Racks | Racks |  |  | 0 | Rack Type: Enclosed Cabinet | Ventilation: Yes | Features: Cable Management | Features: Key Lock | Features: Lockable | 28.000 x 33.000 x 73.000 | <p>The DWR Series Wall Racks are now Forward and Lever Lock compatible providing maximum mounting capacity on and off the rail and a suite of tool-free accessories making rack installations 5Xs faster! 35RU and 26in Deep. Now equipped with the revolutionary Forward rack rail giving you the ability to use Forward blank panels, vent panels and horizontal cable management. Rear rack rail is optional (FWD-DWR-RRxx). Now accepts patented Lever Lock tool free and hardware free internal device and cable management system accessories in the center section and the backpan (with LL-DWR/SR-BP). Robust welded steel construction, with Seismic certification when used with DWRSR-ZL latch. Center section rear channel accommodates optional PDT and PD Slim PDUs to save space. Tool-Free Quick-Mount system for easy, one-person mounting of the center section to the backpan on the jobsite. Optional minimum-clearance latch allows side-by-side or interior corner mounting to save room. Center section swing is reversible, and can be both key-locked and padlocked. Center section is keyed differently from optional front door for additional security. Designed for active or passive cooling to support all systems. Comes with a factory installed plexi door.</p><p><br></p>
Racks | Middle Atlantic | DWR-35-26PD | 35SP/26D WALL RACK W/PLEXI DOOR | 2781 | 2502.9 | 1 | [5 empty] | 1 |  | 656747059049 | N | 229 |  |  | https://assetserver.net/_assets/_prop65/shortform cancerandreprod_midat.jpg | US | Mounts & Racks | Racks |  |  | 0 | Color Family: Black | Product Color: Black | Maximum Weight Capacity: 300 lb | Height: 68.3" | Depth: 26" | 30.000 x 27.000 x 74.000 | The DWR Series Wall Mount Racks are now Forward and Lever Lock compatible providing maximum mounting capacity on and off the rail and a suite of tool-free accessories making rack installations 5Xs faster! 35RU and 26in Deep wall mount cabinet. Now equipped with the revolutionary Forward rack rail giving you the ability to use Forward blank panels, vent panels and horizontal cable management. Rear rack rail is optional (FWD-DWR-RRxx). Now accepts patented Lever Lock tool free and hardware free internal device and cable management system accessories in the center section and the backpan (with LL-DWR/SR-BP). Robust welded steel construction, with Seismic certification when used with DWRSR-ZL latch. Center section rear channel accommodates optional Slim power to save space, including the 10 outlet Select Vertical PDU with RackLink. Tool-Free Quick-Mount system for easy, one-person mounting of the center section to the backpan on the jobsite. Optional minimum-clearance latch allows side-by-side or interior corner mounting to save room. Center section swing is reversible, and can be both key-locked and padlocked. Center section is keyed differently from optional front door for additional security. Designed for active or passive cooling to support all systems. Comes with a factory installed plexi door.
Racks | Middle Atlantic | DWR-CVR | DWR COVER PLATE/SHELF,BK | 67 | 60.3 | [8 empty] | 656747060458 | Y | 2.3 |  |  | https://assetserver.net/_assets/_prop65/shortform cancerandreprod_midat.jpg | US-United States | Mounts & Racks | Racks |  |  | 0 | Product Color: Black | Product Material: Steel | Height: 7.6" | Width: 22.3" | Depth: 0.1" | 22.250 x 7.750 x 0.160
Racks | Middle Atlantic | DWR-RR10 | 10SP REAR RAIL KIT FOR DWR/EWR | 85 | 76.5 | [8 empty] | 656747005695 | Y | 3 |  |  | https://assetserver.net/_assets/_prop65/shortform cancerandreprod_midat.jpg | US-United States | Mounts & Racks | Racks |  |  | 0 | Maximum Load Capacity: 300 lb | Product Color: Black | Height: 24.50" | Width: 22" | Depth: 23.40" | 14.000 x 2.000 x 1.000
Racks | Middle Atlantic | DWR-RR12 | 12SP REAR RAIL KIT FOR DWR/EWR | 90 | 81 | [8 empty] | 656747005701 | Y | 3.15 |  |  | https://assetserver.net/_assets/_prop65/shortform cancerandreprod_midat.jpg | US-United States | Mounts & Racks | Racks |  |  | 0 | Compatibility: <p>DWR Sectional Wall Mount Rack</p> | Limited Warranty: Lifetime |  |  |  | 23.500 x 3.500 x 1.400 | The DWR-RR12 is a set of heavy-gauge 10-32 threaded rack rails that are sold in pairs. These rack rails are designed to provide a strong mounting solution for your equipment, ensuring that it stays secure and stable even under heavy use. The 10-32 threading of the rack rails is compatible with a wide range of equipment, making them a versatile option for a variety of applications. The heavy-gauge construction of the rack rails ensures that they can withstand the weight of your equipment without bending or warping over time.
Racks | Middle Atlantic | DWR-RR16 | 16SP REAR RAIL KIT FOR DWR/EWR | 109 | 98.1 | [8 empty] | 656747005718 | Y | 4.5 | https://assetserver.net/_assets/middle atlantic/1000/dwrrr16.jpg |  | https://assetserver.net/_assets/_prop65/shortform cancerandreprod_midat.jpg | US-United States | Mounts & Racks | Racks |  |  | 0 | [5 empty] | 28.400 x 3.850 x 1.950 | Heavy-gauge 10-32 threaded rackrail, sold in pairs
Racks | Middle Atlantic | DWR-RR18 | 18SP REAR RAIL KIT FOR DWR/EWR | 124 | 111.6 | [8 empty] | 656747005725 | Y | 5.9 |  |  | https://assetserver.net/_assets/_prop65/shortform cancerandreprod_midat.jpg | US-United States | Mounts & Racks | Racks |  |  | 0 | Device Supported: Rack Rail | Rack Height: 18U | Color Family: Black | Product Color: Black | Height: 31.50" | 32.000 x 3.800 x 1.800 | <p>The DWR-RR18 is a set of heavy-gauge 10-32 threaded rack rails that are sold in pairs. These rack rails are designed to provide a strong mounting solution for your equipment, ensuring that it stays secure and stable even under heavy use. The 10-32 threading of the rack rails is compatible with a wide range of equipment, making them a versatile option for a variety of applications. The heavy-gauge construction of the rack rails ensures that they can withstand the weight of your equipment without bending or warping over time.</p>
Racks | Middle Atlantic | DWR-RR21 | 21SP REAR RAIL KIT FOR DWR/EWR | 133 | 119.7 | [8 empty] | 656747005732 | Y | 1 | https://assetserver.net/_assets/middle atlantic/1000/dwrrr21.jpg |  | https://assetserver.net/_assets/_prop65/shortform cancerandreprod_midat.jpg | US | Mounts & Racks | Racks |  |  | 0 | [5 empty] | 4.000 x 38.000 x 2.000 | Heavy-gauge 10-32 threaded rackrail, sold in pairs
Racks | Middle Atlantic | DWR-RR24 | 24SP RAIL KIT FOR DWR/EWR/SR | 160 | 144 | [8 empty] | 656747005749 | Y | 6.2 |  |  | https://assetserver.net/_assets/_prop65/shortform cancerandreprod_midat.jpg | US-United States | Mounts & Racks | Racks |  |  | 0 | Compatibility: <p>DWR Sectional Wall Mount Rack</p> | Limited Warranty: Lifetime |  |  |  | 4.000 x 2.000 x 43.000 | The DWR-RR24 is a set of heavy-gauge 10-32 threaded rack rails that are sold in pairs. These rack rails are designed to provide a strong mounting solution for your equipment, ensuring that it stays secure and stable even under heavy use. The 10-32 threading of the rack rails is compatible with a wide range of equipment, making them a versatile option for a variety of applications. The heavy-gauge construction of the rack rails ensures that they can withstand the weight of your equipment without bending or warping over time.
Racks | Middle Atlantic | DWR-RR35 | 35SP REAR RAIL KIT FOR DWR/EWR | 203 | 182.7 | [8 empty] | 656747005756 | Y | 10.9 | https://assetserver.net/_assets/middle atlantic/1000/dwrrr35.jpg |  | https://assetserver.net/_assets/_prop65/shortform cancerandreprod_midat.jpg | US | Mounts & Racks | Racks |  |  | 0 | [5 empty] | 6.000 x 65.000 x 4.000 | Heavy-gauge 10-32 threaded rackrail, sold in pairs
Racks | Middle Atlantic | DWR-RR40 | 40SP REAR RAIL KIT FOR SR-40-XX | 220 | 198 | [8 empty] | 656747005763 | Y | 9.6 |  |  | https://assetserver.net/_assets/_prop65/shortform cancerandreprod_midat.jpg | US | Mounts & Racks | Racks |  |  | 0 | Compatibility: <p>Middle Atlantic SR Series SR-40-22 Pivoting Wall Rack</p> | Limited Warranty: Lifetime |  |  |  | 6.000 x 74.000 x 4.000 | The DWR-RR40 is a set of heavy-gauge 10-32 threaded rack rails that are sold in pairs. These rack rails are designed to provide a strong mounting solution for your equipment, ensuring that it stays secure and stable even under heavy use. The 10-32 threading of the rack rails is compatible with a wide range of equipment, making them a versatile option for a variety of applications. The heavy-gauge construction of the rack rails ensures that they can withstand the weight of your equipment without bending or warping over time.
Racks | Middle Atlantic | DWR-RR46 | 46SP REAR RAIL KIT FOR SR-46-XX | 236 | 212.4 | [8 empty] | 656747068805 | Y | 12 |  |  | https://assetserver.net/_assets/_prop65/shortform cancerandreprod_midat.jpg | US | Mounts & Racks | Racks |  |  | 0 | Device Supported: Rack | Weight (Approximate): 14.11 lb | Compatibility: <p>Middle-Atlantic SR Series Pivoting Rack</p> | Limited Warranty: Lifetime |  | 82.000 x 5.000 x 4.000
Racks | Middle Atlantic | DWR-RR8 | 8SP REAR RAIL KIT FOR DWR/EWR | 66 | 59.4 | [8 empty] | 656747059056 | Y | 2.9 | https://assetserver.net/_assets/middle atlantic/1000/dwrrr8.jpg |  | https://assetserver.net/_assets/_prop65/shortform cancerandreprod_midat.jpg | US | Mounts & Racks | Racks |  |  | 0 | [5 empty] | 24.000 x 4.000 x 2.000 | Heavy-gauge 10-32 threaded rackrail, sold in pairs
Racks | Middle Atlantic | DWRSR-138FT-K-EU | DWR SERIES 138CFM FAN TOP,EU COMPATIBLE | 381 | 342.9 | [8 empty] | 656747397301 | Y | 5 |  |  | https://assetserver.net/_assets/_prop65/ca prop 65 short form label.jpg | US | Mounts & Racks | Racks |  |  | 0 | Includes (2) 114mm (4.5”) fans (moving 138CFM), (2) 4.5" fan guards, (2) 6" fan guards and the necessary vent blockers to optimize the airflow. | Includes 12V power supply with all necessary plugs for the European Union |  |  |  | 23.750 x 3.500 x 1.250 | The DWR and SR Series Fan Top kits for the European Union is compatible with all DWRs and SRs and fits both the 114mm (4.5") and 152mm (6") knockouts.
Racks | Middle Atlantic | DWRSR-6-FK | 440 CFM Fan Kit for DWR or SR Rack, 26 or 32 " Deep | 397 | 357.3 | 3 | [6 empty] | 3 | 656747403712 | Y | 1 | https://assetserver.net/_assets/middle atlantic/1000/dwrsr6fk.jpg | https://assetserver.net/_assets/middle atlantic/pdf/dwrsr6fk-spec.pdf | https://assetserver.net/_assets/_prop65/ca prop 65 short form label.jpg | US | Mounts & Racks | Racks |  |  | 0 | [5 empty] | 1.000 x 1.000 x 1.000 | Fan kits include (2) 6” fans, (4) guards, and the necessary vent blockers to optimize the airflow. Compatible with 26” or 32" DWR or SRs.
Racks | Middle Atlantic | DWRSR-ZL | DWR/SR ZERO CLEARANCE LATCH 17-32DP | 147 | 132.3 | [8 empty] | 656747068393 | Y | 2 |  |  | https://assetserver.net/_assets/_prop65/shortform cancerandreprod_midat.jpg | US-United States | Mounts & Racks | Racks |  |  | 0 | Product Material: Steel | Environmentally Friendly: Yes | Environmental Certification: GREENGUARD | Environmental Certification: GREENGUARD |  | 23.750 x 3.500 x 1.250 | <b>DWRSR-ZL</b><br /> Front mounted latch saves valuable wall space by allowing wall racks to be placed side-by-side, in a corner, or wherever side clearance is an issue. To open, simply pull the convenient front-mounted handle. Unlike time-consuming threaded rods, this unique latch provides keylocked security from the front (keyed differently from optional front door). Easy to install; required for seismic installations.
Racks | Middle Atlantic | EB1/2 | 1/2 SPACE[.875"]FLANGED ECONO-BLANK,BK POWDER | 18 | 16.2 | [8 empty] | 656747147708 | Y | 0.2 | https://assetserver.net/_assets/middle atlantic/1000/eb12.jpg |  | https://assetserver.net/_assets/_prop65/shortform cancerandreprod_midat.jpg | MX | Mounts & Racks | Racks |  |  | 0 | Product Color: Black | Product Material: Steel | Compatible Rack Height: 1/2H | Width: 19" | Environmentally Friendly: Yes | 19.000 x 0.750 x 0.500 | Available in your choice of flanged or flat style, these economical steel blank panels feature a rugged black powder coat finish.
Racks | Middle Atlantic | EB1/3 | 1/3 SPACE[.583"]FLANGED ECONO-BLANK,BK POWDER | 16 | 14.4 | [8 empty] | 656747147715 | Y | 0.1 | https://assetserver.net/_assets/middle atlantic/1000/eb13.jpg |  | https://assetserver.net/_assets/_prop65/shortform cancerandreprod_midat.jpg | US-United States | Mounts & Racks | Racks |  |  | 0 | Product Color: Black | Product Material: Steel | Compatible Rack Height: 1/3H | Width: 19" | Environmentally Friendly: Yes | 19.000 x 0.500 x 0.500 | Available in your choice of flanged or flat style, these economical steel blank panels feature a rugged black powder coat finish.
Racks | Middle Atlantic | EB1-H | 1 SPACE(1-3/4")HANDLE PANEL,BLACK POWDER | 38 | 34.2 | [8 empty] | 656747178320 | Y | 1 | https://assetserver.net/_assets/middle atlantic/1000/eb1h.jpg |  | https://assetserver.net/_assets/_prop65/shortform cancerandreprod_midat.jpg | US-United States | Mounts & Racks | Racks |  |  | 0 | Product Color: Black | Compatible Rack Height: 1U | Height: 1.8" | Limited Warranty: Lifetime |  | 19.000 x 1.750 x 1.750 | These panels provide a firm, safe grip for pull-out rack systems, while still allowing the use of trim strips if desired. The -inchone rackspace-inch design takes up minimal space in the installation, &amp; protrudes 1-3/16-inch. Comes in two finishes to best match the rack aesthetics.
Racks | Middle Atlantic | EB3-CP6 | 6PC. EB3 CONTRACT PACK | 143 | 128.7 | [8 empty] | 656747033254 | Y | 11.4 |  |  | https://assetserver.net/_assets/_prop65/shortform cancerandreprod_midat.jpg | US-United States | Mounts & Racks | Racks |  |  | 0 | Limited Warranty: Lifetime |  |  |  |  | 22.500 x 6.500 x 8.000
Racks | Middle Atlantic | EB4-CP6 | 6PC. EB4 CONTRACT PACK | 206 | 185.4 | [8 empty] | 656747033261 | Y | 14.7 |  |  | https://assetserver.net/_assets/_prop65/shortform cancerandreprod_midat.jpg | US-United States | Mounts & Racks | Racks |  |  | 0 | Limited Warranty: Lifetime |  |  |  |  | 22.500 x 6.500 x 8.000
Racks | Middle Atlantic | EC-1 | 1SP ECONO CHASSIS 6DP | 101 | 90.9 | [8 empty] | 656747006036 | Y | 4.78 |  |  | https://assetserver.net/_assets/_prop65/shortform cancerandreprod_midat.jpg | US-United States | Mounts & Racks | Racks |  |  | 0 | Color Family: Black | Product Color: Black | Product Material: Steel | Depth: 6" | Rack Height: 1U | 14.000 x 21.000 x 3.000 | Providing a high quality rack chassis at an affordable price, the EC series features a quick-to-disassemble two piece design incorporating a 16-gauge steel face, back and bottom, and 20-gauge steel top and sides. Black powder coat finish.
Racks | Middle Atlantic | EC-2 | 2SP ECONO CHASSIS 6DP | 126 | 113.4 | [8 empty] | 656747006043 | Y | 6.43 |  |  | https://assetserver.net/_assets/_prop65/shortform cancerandreprod_midat.jpg | US-United States | Mounts & Racks | Racks |  |  | 0 | Form Factor: Rack-mountable | Color Family: Other | Product Color: Black Powder Coat | Product Material: Steel | Height: 3.5" | 18.000 x 21.000 x 4.000 | <p>Providing a high quality rack chassis at an affordable price, the EC Series features a quick-to-disassemble two piece design incorporating a 16-gauge steel face, back and bottom, and 20-gauge steel top and sides. Black powder coat finish.</p> <ul> <li>Rackmount chassis are ready to professionally house your custom work</li> <li>Robust steel construction with black powder coat finish</li> <li>Disassembles easily for machining and interior access</li> </ul>
Racks | Middle Atlantic | EC-3 | 3SP ECONO CHASSIS 6DP | 147 | 132.3 | [8 empty] | 656747006050 | Y | 8.33 |  |  | https://assetserver.net/_assets/_prop65/shortform cancerandreprod_midat.jpg | US-United States | Mounts & Racks | Racks |  |  | 0 | Form Factor: Rack-mountable | Color Family: Other | Product Color: Black Powder Coat | Product Material: Steel | Height: 5.3" | 13.000 x 23.000 x 6.000 | EC-3</b> <br />Providing a high quality rack chassis at an affordable price, the EC Series features a quick-to-disassemble two piece design incorporating a 16-gauge steel face, back and bottom, and 20-gauge steel top and sides. Black powder coat finish.
Racks | Middle Atlantic | ERK-10FT | ERK FAN TOP FITS 1PC.10FAN | 87 | 78.3 | [8 empty] | 656747006135 | Y | 4.69 |  |  | https://assetserver.net/_assets/_prop65/shortform cancerandreprod_midat.jpg | US-United States | Mounts & Racks | Racks |  |  | 0 | Mounts one 10" fan | Fits WMRK, ERK and ERK-KD (35 space and higher), SCRK racks | Steel construction with black finish |  |  | 17.000 x 23.000 x 1.000 | <p>Top options accept 10" fans for active thermal management.</p>
Racks | Middle Atlantic | ERK-10FT-550CFM | INTEGRATED 10"FAN TOP W/GUARDS | 770 | 693 | [8 empty] | 656747093494 | Y | 8 |  |  | https://assetserver.net/_assets/_prop65/shortform cancerandreprod_midat.jpg | US-United States | Mounts & Racks | Racks |  |  | 0 | Pre-assembled fan top with one 10" fan | Fits WMRK, ERK and ERK-KD (35 space and higher), SCRK racks | Steel construction with black finish |  |  | 21.800 x 16.300 x 5.500 | <p>Save time with Integrated Fan Tops! Ships assembled. Integrated fan tops include 10" fans, fan guards.</p>
Racks | Middle Atlantic | ERK-10FT-FC | 10"(1)FAN/TOP W/FC ERK | 975 | 877.5 | [8 empty] | 656747061196 | Y | 13 | https://assetserver.net/_assets/middle atlantic/1000/erk10ftfc.jpg |  | https://assetserver.net/_assets/_prop65/shortform cancerandreprod_midat.jpg | US | Mounts & Racks | Racks |  |  | 0 | Product Color: Black | Compatibility: <p><b>Middle Atlantic Enclosures:</b></p><ul><li>ERK Series</li><li>SCRK Series</li></ul> | Limited Warranty: 3 Year |  |  | 22.000 x 16.000 x 5.000 | Save time with integrated fan tops! Ships assembled. Integrated fan tops include 10-inch, low-profile 6-inch or 4-1/2-inch fans, fan guards and optional proportional speed thermostatic fan controller, which increases fan life and reduces noise and maintenance.
Racks | Middle Atlantic | ERK-1820 | 18SP/20D RACK W/RD AND TOP | 974 | 876.6 | [8 empty] | 656747006142 | N | 91 | https://assetserver.net/_assets/middle atlantic/1000/erk1820.jpg |  | https://assetserver.net/_assets/_prop65/shortform cancerandreprod_midat.jpg | MX | Mounts & Racks | Racks |  |  | 0 | [5 empty] | 31.000 x 28.000 x 41.000
Racks | Middle Atlantic | ERK-1820LRD | 18SP/20D RACK, LESS RD W/TOP | 974 | 876.6 | [8 empty] | 656747006159 | Y | 80 |  |  | https://assetserver.net/_assets/_prop65/shortform cancerandreprod_midat.jpg | US-United States | Mounts & Racks | Racks |  |  | 0 | Product Color: Black | Product Material: Steel | Maximum Weight Capacity: 2500 lb | Height: 31.5" | Depth: 20" | 31.000 x 28.000 x 41.000
Racks | Middle Atlantic | ERK-1825 | 18SP/25D RACK W/RD AND TOP | 1070 | 963 | [8 empty] | 656747006166 | Y | 96 | https://assetserver.net/_assets/middle atlantic/1000/erk1825.jpg |  | https://assetserver.net/_assets/_prop65/shortform cancerandreprod_midat.jpg | US-United States | Mounts & Racks | Racks |  |  | 0 | [5 empty] | 30.000 x 30.000 x 42.000
Racks | Middle Atlantic | ERK-1825-CONFIG | 18SP/25D ERK CONFIG | 2409 | 2168.1 | [8 empty] | 0656747123047 | Y | 158.15 | https://assetserver.net/_assets/middle atlantic/1000/erk1825config.jpg | https://assetserver.net/_assets/middle atlantic/pdf/erk1825config-spec.pdf | https://assetserver.net/_assets/_prop65/ca prop 65 short form label.jpg | US-United States | Mounts & Racks | Racks |  |  | 0 | Features: Cable Management | Features: Adjustable Mounting Rails | Form Factor: Floor Standing | Product Color: Black | Product Material: Steel | 31.000 x 28.000 x 41.000 | An economical standalone rack with solid sides, the ERK Series can also be ganged to create partitioned multi-bay installations for thermal management control, and security. It is seismically certified to protect your components when installed with ERK-Z4 brackets.
Racks | Middle Atlantic | ERK-1825KD | 18SP/25DP KD STANDALONE RACK | 1070 | 963 | [8 empty] | 656747093289 | Y | 78 |  |  | https://assetserver.net/_assets/_prop65/shortform cancerandreprod_midat.jpg | US | Mounts & Racks | Racks |  |  | 0 | Features: Cable Management | Features: Adjustable Mounting Rails | Form Factor: Floor Standing | Product Color: Black | Product Material: Steel | 41.000 x 14.000 x 29.500 | The ERK-1825KD 19" Ready to Assemble Stand-Alone Enclosure from Middle Atlantic is a budget-conscious, 16-gauge steel rack enclosure finished in a textured powder coat.
Racks | Middle Atlantic | ERK-1825LRD | 18SP/25D RACK, LESS RD W/TOP | 1070 | 963 | [8 empty] | 656747006173 | Y | 90 |  |  | https://assetserver.net/_assets/_prop65/shortform cancerandreprod_midat.jpg | US-United States | Mounts & Racks | Racks |  |  | 0 | Features: Vented Top | Features: Cable Management | Features: Adjustable Mounting Rails | Features: Removable Side Panel | Form Factor: Floor Standing | 31.000 x 28.000 x 41.000 | ERK-1825LRD. An economical standalone rack with solid sides, the ERK series can also be ganged to create partitioned multi-bay installations for thermal management control, future growth or other purposes. Seismic certified to protect your components.
Racks | Middle Atlantic | ERK-1828 | 18SP(31-1/2") 28D STNDALONE RK W/REAR DR,BK | 1150 | 1035 | [8 empty] | 656747213533 | Y | 106 | https://assetserver.net/_assets/middle atlantic/1000/erk1828.jpg |  | https://assetserver.net/_assets/_prop65/shortform cancerandreprod_midat.jpg | US-United States | Mounts & Racks | Racks |  |  | 0 | Features: Adjustable Mounting Rails | Features: Cable Management | Features: Removable Side Panel | Features: Vented Top | Form Factor: Floor Standing | 34.000 x 30.000 x 41.000 | <p>An economical standalone rack with solid sides, the ERK series can also be ganged to create partitioned multi-bay installations for thermal management control, future growth or other purposes. Seismic certified to protect your components.</p> <ul> <li>Fully welded construction for strength</li> <li>Enclosure sides include top and bottom venting</li> <li>Convenient lacing points and slotted rail brackets for cable management</li> <li>Standard front adjustable 10-32 threaded rackrail with numbered spaces</li> <li>Includes standard configurable rear door</li> </ul>
Racks | Middle Atlantic | ERK-1828LRD | 18SP(31-1/2") 28D STAND ALONE RACK LRD,BLACK | 1150 | 1035 | [8 empty] | 656747213540 | Y | 98 | https://assetserver.net/_assets/middle atlantic/1000/erk1828lrd.jpg |  | https://assetserver.net/_assets/_prop65/shortform cancerandreprod_midat.jpg | US-United States | Mounts & Racks | Racks |  |  | 0 | Form Factor: Floor Standing | Product Color: Black Powder Coat | Product Material: Steel | Static/Stationary Weight Capacity: 10000 lb | Height: 35.6" | 34.000 x 30.000 x 41.000 | <p>An economical standalone rack with solid sides, the ERK series can also be ganged to create partitioned multi-bay installations for thermal management control, future growth or other purposes. Seismic certified to protect your components.</p> <ul> <li>Fully welded construction for strength</li> <li>Enclosure sides include top and bottom venting</li> <li>Convenient lacing points and slotted rail brackets for cable management</li> <li>Standard front adjustable 10-32 threaded rackrail with numbered spaces</li> </ul>
Racks | Middle Atlantic | ERK-2120 | 21SP/20D STANDALONE RACK W/ST | 1035 | 931.5 | [8 empty] | 656747034190 | N | 99 |  |  | https://assetserver.net/_assets/_prop65/shortform cancerandreprod_midat.jpg | US | Mounts & Racks | Racks |  |  | 0 | Rack Type: Enclosed Cabinet | Ventilation: Yes | Features: Vented Bottom | Features: Cable Management | Features: Adjustable Mounting Rails | 31.000 x 28.000 x 47.000 | <p>An economical standalone rack with solid sides, the ERK Series can also be ganged to create partitioned multi-bay installations for thermal management control, and security. It is seismically certified to protect your components when installed with ERK-Z4 brackets. 21RU and 20in deep. Fully welded construction for strength. Rack sides include top and bottom venting. Convenient lacing points and slotted rack rail brackets for cable management. Standard front adjustable 10-32 threaded rack rail with numbered spaces. Includes key-locked standard rear door.</p>
Racks | Middle Atlantic | ERK-2120LRD | 21SP/20D STANDALONE W/ST LRD | 1035 | 931.5 | [8 empty] | 656747034206 | Y | 82 |  |  | https://assetserver.net/_assets/_prop65/shortform cancerandreprod_midat.jpg | US-United States | Mounts & Racks | Racks |  |  | 0 | Features: Vented Top | Features: Cable Management | Features: Adjustable Mounting Rails | Features: Removable Side Panel | Form Factor: Floor Standing | 24.000 x 22.000 x 41.000 | ERK-2120LRD. An economical standalone rack with solid sides, the ERK series can also be ganged to create partitioned multi-bay installations for thermal management control, future growth or other purposes. Seismic certified to protect your components.
Racks | Middle Atlantic | ERK-2125 | 21SP/25D STANDALONE RACK W/ST | 1129 | 1016.1 | [8 empty] | 656747034213 | Y | 115.79 |  |  | https://assetserver.net/_assets/_prop65/shortform cancerandreprod_midat.jpg | US-United States | Mounts & Racks | Racks |  |  | 0 | Ventilation: Yes | Features: Vented Top | Features: Vented Bottom | Features: Cable Management | Features: Key Lock | 27.000 x 30.000 x 47.000 | An economical standalone rack with solid sides, the ERK Series can also be ganged to create partitioned multi-bay installations for thermal management control, and security. It is seismically certified to protect your components when installed with ERK-Z4 brackets. 21RU and 25in deep. Fully welded construction for strength. Rack sides include top and bottom venting. Convenient lacing points and slotted rack rail brackets for cable management. Standard front adjustable 10-32 threaded rack rail with numbered spaces. Includes key-locked standard rear door.
Racks | Middle Atlantic | ERK-2125-CONFIG | 21SP/25D ERK CONFIG | 2728 | 2455.2 | [8 empty] | 656747123054 | Y | 168.79 | https://assetserver.net/_assets/middle atlantic/1000/erk2125config.jpg |  | https://assetserver.net/_assets/_prop65/shortform cancerandreprod_midat.jpg | US-United States | Mounts & Racks | Racks |  |  | 0 | Features: Lockable Door | Features: Cable Management | Features: Adjustable Mounting Rails | Form Factor: Floor Standing | Product Color: Black | 30.000 x 27.000 x 47.000 | The ERK Series 19-inch welded stand-alone / gangable enclosures. Advanced manufacturing techniques provide highest quality and lowest price.
Racks | Middle Atlantic | ERK-2125KD | 21SP/25D KD STANDALONE RACK | 1129 | 1016.1 | [9 empty] | Y | 0 |  |  | https://assetserver.net/_assets/_prop65/shortform cancerandreprod_midat.jpg | N/A | Mounts & Racks | Racks |  |  | 0 | [6 empty] | ERK Series Ready-to-Assemble enclosure ships flat for simplified shipping and storage.
Racks | Middle Atlantic | ERK-2125LRD | 21SP/25D STANDALONE W/ST LRD | 1129 | 1016.1 | [8 empty] | 656747034220 | N | 111 |  |  | https://assetserver.net/_assets/_prop65/shortform cancerandreprod_midat.jpg | US-United States | Mounts & Racks | Racks |  |  | 0 | Features: Vented Top | Features: Cable Management | Features: Adjustable Mounting Rails | Features: Removable Side Panel | Form Factor: Floor Standing | 10.000 x 13.000 x 1.000 | ERK-2125LRD. An economical standalone rack with solid sides, the ERK series can also be ganged to create partitioned multi-bay installations for thermal management control, future growth or other purposes. Seismic certified to protect your components.
Racks | Middle Atlantic | ERK-2128 | 21SP(36-3/4") 28D STNDALONE RK W/REAR DR,BK | 1216 | 1094.4 | [8 empty] | 656747213557 | N | 112 | https://assetserver.net/_assets/middle atlantic/1000/erk2128.jpg |  | https://assetserver.net/_assets/_prop65/shortform cancerandreprod_midat.jpg | US | Mounts & Racks | Racks |  |  | 0 | Form Factor: Floor Standing | Product Material: Steel | Static/Stationary Weight Capacity: 10000 lb | Height: 40.9" | Width: 22" | 34.000 x 30.000 x 46.000 | <p>An economical standalone rack with solid sides, the ERK series can also be ganged to create partitioned multi-bay installations for thermal management control, future growth or other purposes. Seismic certified to protect your components.</p> <ul> <li>Fully welded construction for strength</li> <li>Enclosure sides include top and bottom venting</li> <li>Convenient lacing points and slotted rail brackets for cable management</li> <li>Standard front adjustable 10-32 threaded rackrail with numbered spaces</li> <li>Includes standard configurable rear door</li> </ul>
Racks | Middle Atlantic | ERK-2128LRD | 21SP(36-3/4") 28D STAND ALONE RACK LRD,BLACK | 1216 | 1094.4 | [8 empty] | 656747213564 | N | 102 | https://assetserver.net/_assets/middle atlantic/1000/erk2128lrd.jpg |  | https://assetserver.net/_assets/_prop65/shortform cancerandreprod_midat.jpg | US | Mounts & Racks | Racks |  |  | 0 | Form Factor: Floor Standing | Product Color: Black Powder Coat | Product Material: Steel | Static/Stationary Weight Capacity: 10000 lb | Height: 40.9" | 34.000 x 30.000 x 46.000 | <p>An economical standalone rack with solid sides, the ERK series can also be ganged to create partitioned multi-bay installations for thermal management control, future growth or other purposes. Seismic certified to protect your components.</p> <ul> <li>Fully welded construction for strength</li> <li>Enclosure sides include top and bottom venting</li> <li>Convenient lacing points and slotted rail brackets for cable management</li> <li>Standard front adjustable 10-32 threaded rackrail with numbered spaces</li> </ul>
Racks | Middle Atlantic | ERK-2720 | 27SP/20D STANDALONE RACK W/ST | 1099 | 989.1 | [8 empty] | 656747006272 | Y | 106 |  |  | https://assetserver.net/_assets/_prop65/shortform cancerandreprod_midat.jpg | US-United States | Mounts & Racks | Racks |  |  | 0 | Rack Type: Enclosed Cabinet | Ventilation: Yes | Features: Vented Top | Features: Vented Bottom | Features: Cable Management | 31.000 x 28.000 x 57.000 | <p>An economical standalone rack with solid sides, the ERK Series can also be ganged to create partitioned multi-bay installations for thermal management control, and security. It is seismically certified to protect your components when installed with ERK-Z4 brackets. 27RU and 20in deep. Fully welded construction for strength. Rack sides include top and bottom venting. Convenient lacing points and slotted rack rail brackets for cable management. Standard front adjustable 10-32 threaded rack rail with numbered spaces. Includes key-locked standard rear door.</p>
Racks | Middle Atlantic | ERK-2720LRD | 27SP/20D STANDALONE W/ST LRD | 1099 | 989.1 | [8 empty] | 656747006289 | Y | 99 |  |  | https://assetserver.net/_assets/_prop65/shortform cancerandreprod_midat.jpg | US-United States | Mounts & Racks | Racks |  |  | 0 | Product Color: Black | Product Material: Steel | Maximum Weight Capacity: 2500 lb | Rack Height: 27U | Rack Width: 20" | 24.500 x 23.000 x 52.000
Racks | Middle Atlantic | ERK-2725 | 27SP/25D STANDALONE RACK W/ST | 1192 | 1072.8 | [8 empty] | 656747006296 | Y | 118 |  |  | https://assetserver.net/_assets/_prop65/shortform cancerandreprod_midat.jpg | US | Mounts & Racks | Racks |  |  | 0 | Color Family: Black | Product Color: Black | Product Material: Steel | Maximum Weight Capacity: 2500 lb | Height: 51.3" | 31.000 x 28.000 x 71.000 | An economical standalone rack with solid sides, the ERK Series can also be ganged to create partitioned multi-bay installations for thermal management control, and security. It is seismically certified to protect your components when installed with ERK-Z4 brackets. 27RU and 25in deep. Fully welded construction for strength. Rack sides include top and bottom venting. Convenient lacing points and slotted rack rail brackets for cable management. Standard front adjustable 10-32 threaded rack rail with numbered spaces. Includes key-locked standard rear door.
Racks | Middle Atlantic | ERK-2725-CONFIG | 27SP/25D ERK CONFIG | 2973 | 2675.7 | [8 empty] | 656747123061 | Y | 189.96 | https://assetserver.net/_assets/middle atlantic/1000/erk2725config.jpg |  | https://assetserver.net/_assets/_prop65/shortform cancerandreprod_midat.jpg | US-United States | Mounts & Racks | Racks |  |  | 0 | Features: Cable Management | Features: Lockable Door | Features: Adjustable Mounting Rails | Form Factor: Floor Standing | Product Color: Black | 30.000 x 27.000 x 58.000 | The ERK Series 19-inch welded stand-alone / gangable enclosures. Advanced manufacturing techniques provide highest quality and lowest price.
Racks | Middle Atlantic | ERK-2725LRD | 27SP/25D STANDALONE W/ST LRD | 1192 | 1072.8 | [8 empty] | 656747006302 | N | 106 |  |  | https://assetserver.net/_assets/_prop65/shortform cancerandreprod_midat.jpg | US-United States | Mounts & Racks | Racks |  |  | 0 | Application/Usage: A/V Equipment | Features: Vented Top | Features: Cable Management | Features: Adjustable Mounting Rails | Form Factor: Floor Standing | 26.000 x 22.500 x 52.000 | ERK-2725LRD. An economical standalone rack with solid sides, the ERK series can also be ganged to create partitioned multi-bay installations for thermal management control, future growth or other purposes. Seismic certified to protect your components.
Racks | Middle Atlantic | ERK-2728 | 27SP(47-1/4") 28D STNDALONE RK W/REAR DR,BK | 1281 | 1152.9 | [8 empty] | 656747213571 | N | 132 | https://assetserver.net/_assets/middle atlantic/1000/erk2728.jpg |  | https://assetserver.net/_assets/_prop65/shortform cancerandreprod_midat.jpg | US | Mounts & Racks | Racks |  |  | 0 | Form Factor: Floor Standing | Product Color: Black | Product Material: Steel | Height: 51.4" | Width: 22" | 36.000 x 27.000 x 57.000 | <p>An economical standalone rack with solid sides, the ERK series can also be ganged to create partitioned multi-bay installations for thermal management control, future growth or other purposes. Seismic certified to protect your components.</p> <ul> <li>Fully welded construction for strength</li> <li>Enclosure sides include top and bottom venting</li> <li>Convenient lacing points and slotted rail brackets for cable management</li> <li>Standard front adjustable 10-32 threaded rackrail with numbered spaces</li> <li>Includes standard configurable rear door</li> </ul>
Racks | Middle Atlantic | ERK-2728LRD | 27SP(47-1/4") 27D STAND ALONE RACK LRD,BLACK | 1281 | 1152.9 | [8 empty] | 656747213588 | Y | 112 | https://assetserver.net/_assets/middle atlantic/1000/erk2728lrd.jpg |  | https://assetserver.net/_assets/_prop65/shortform cancerandreprod_midat.jpg | US-United States | Mounts & Racks | Racks |  |  | 0 | Form Factor: Floor Standing | Product Color: Black Powder Coat | Product Material: Steel | Maximum Weight Capacity: 2500 lb | Static/Stationary Weight Capacity: 10000 lb | 34.000 x 30.000 x 57.000 | <p>An economical standalone rack with solid sides, the ERK series can also be ganged to create partitioned multi-bay installations for thermal management control, future growth or other purposes. Seismic certified to protect your components.</p> <ul> <li>Fully welded construction for strength</li> <li>Enclosure sides include top and bottom venting</li> <li>Convenient lacing points and slotted rail brackets for cable management</li> <li>Standard front adjustable 10-32 threaded rackrail with numbered spaces</li> </ul>
Racks | Middle Atlantic | ERK-3520 | 35SP/20D STANDALONE RACK | 1200 | 1080 | [8 empty] | 656747006395 | Y | 118 |  |  | https://assetserver.net/_assets/_prop65/shortform cancerandreprod_midat.jpg | US-United States | Mounts & Racks | Racks |  |  | 0 | Fully welded construction for strength | Rack sides include top and bottom venting | Convenient lacing points and slotted rackrail brackets for cable management | Standard front adjustable 10-32 threaded rackrail with numbered spaces | Includes standard configurable rear door (except LRD models) | 31.000 x 28.000 x 57.000 | An economical standalone rack with solid sides, the ERK Series can also be ganged to create partitioned multi-bay installations for thermal management control, future growth or other purposes. It is seismically certified to protect your components when installed with ERK-Z4 brackets.
Racks | Middle Atlantic | ERK-3520LRD | 35SP/20D STANDALONE RACK LRD | 1200 | 1080 | [8 empty] | 656747006418 | Y | 106 | https://assetserver.net/_assets/middle atlantic/1000/erk3520lrd.jpg |  | https://assetserver.net/_assets/_prop65/shortform cancerandreprod_midat.jpg | US-United States | Mounts & Racks | Racks |  |  | 0 | Fully welded construction for strength | Enclosure sides include top and bottom venting | Convenient lacing points and slotted rail brackets for cable management | Standard front adjustable 10-32 threaded rackrail with numbered spaces |  | 31.000 x 28.000 x 71.000 | An economical standalone rack with solid sides, the ERK series can also be ganged to create partitioned multi-bay installations for thermal management control, future growth or other purposes. Seismic certified to protect your components.
Racks | Middle Atlantic | ERK-3525 | 35SP/25D STANDALONE RACK | 1334 | 1200.6 | [8 empty] | 656747006425 | N | 135 | https://assetserver.net/_assets/middle atlantic/1000/erk3525.jpg |  | https://assetserver.net/_assets/_prop65/shortform cancerandreprod_midat.jpg | US | Mounts & Racks | Racks |  |  | 0 | Fully welded construction for strength | Rack sides include top and bottom venting | Convenient lacing points and slotted rackrail brackets for cable management | Standard front adjustable 10-32 threaded rackrail with numbered spaces | Includes standard configurable rear door | 31.000 x 28.000 x 71.000 | An economical standalone rack with solid sides, the ERK series can also be ganged to create partitioned multi-bay installations for thermal management control, future growth or other purposes. Seismic certified to protect your components.
Racks | Middle Atlantic | ERK-3525-AV | 35SP/25D CONFIGURED AV RACK | 3258 | 2932.2 | [8 empty] | 656747095146 | N | 186 | https://assetserver.net/_assets/middle atlantic/1000/erk3525av.jpg |  | https://assetserver.net/_assets/_prop65/shortform cancerandreprod_midat.jpg | US-United States | Mounts & Racks | Racks |  |  | 0 | Fully welded construction for strength | Rack sides include top and bottom venting | Convenient lacing points and slotted rackrail brackets for cable management | Standard front adjustable 10-32 threaded rackrail with numbered spaces | Includes standard configurable rear door (except LRD models) | 24.500 x 28.000 x 66.500 | An economical standalone rack with solid sides, the ERK Series can also be ganged to create partitioned multi-bay installations for thermal management control, future growth or other purposes. It is seismically certified to protect your components when installed with ERK-Z4 brackets.
Racks | Middle Atlantic | ERK-3525-CONFIG | 35SP/25D ERK CONFIG | 3376 | 3038.4 | [8 empty] | 656747123078 | Y | 225 |  |  | https://assetserver.net/_assets/_prop65/shortform cancerandreprod_midat.jpg | US-United States | Mounts & Racks | Racks |  |  | 0 | Features: Adjustable Mounting Rails | Features: Cable Management | Form Factor: Floor Standing | Product Color: Black | Product Material: Steel | 30.000 x 27.000 x 72.000 | <p>The ERK Series 19" welded stand-alone / gangable enclosures. Advanced manufacturing techniques provide highest quality and lowest price</p>
Racks | Middle Atlantic | ERK-3525LRD | 35SP/25D STANDALONE RACK LRD | 1334 | 1200.6 | [8 empty] | 656747006449 | N | 122 | https://assetserver.net/_assets/middle atlantic/1000/erk3525lrd.jpg |  | https://assetserver.net/_assets/_prop65/shortform cancerandreprod_midat.jpg | US | Mounts & Racks | Racks |  |  | 0 | Enclosure sides include top and bottom venting | Convenient lacing points and slotted rail brackets for cable management | Standard front adjustable 10-32 threaded rackrail with numbered spaces |  |  | 31.000 x 28.000 x 70.000 | An economical standalone rack with solid sides, the ERK series can also be ganged to create partitioned multi-bay installations for thermal management control, future growth or other purposes. Seismic certified to protect your components.
Racks | Middle Atlantic | ERK-3528 | 35SP(61-1/4") 28D STNDALONE RK W/REAR DR,BK | 1432 | 1288.8 | [8 empty] | 656747213595 | Y | 152 | https://assetserver.net/_assets/middle atlantic/1000/erk3528.jpg |  | https://assetserver.net/_assets/_prop65/shortform cancerandreprod_midat.jpg | MX | Mounts & Racks | Racks |  |  | 0 | Form Factor: Floor Standing | Product Color: Black Powder Coat | Product Material: Steel | Static/Stationary Weight Capacity: 10000 lb | Height: 65.4" | 34.000 x 30.000 x 71.000 | <p>An economical standalone rack with solid sides, the ERK series can also be ganged to create partitioned multi-bay installations for thermal management control, future growth or other purposes. Seismic certified to protect your components.</p> <ul> <li>Fully welded construction for strength</li> <li>Enclosure sides include top and bottom venting</li> <li>Convenient lacing points and slotted rail brackets for cable management</li> <li>Standard front adjustable 10-32 threaded rackrail with numbered spaces</li> <li>Includes standard configurable rear door</li> </ul>
Racks | Middle Atlantic | ERK-3528LRD | 35SP(61-1/4") 28 D STAND ALONE RACK LRD,BLACK | 1432 | 1288.8 | [8 empty] | 656747213601 | Y | 125 |  |  | https://assetserver.net/_assets/_prop65/shortform cancerandreprod_midat.jpg | US-United States | Mounts & Racks | Racks |  |  | 0 | Form Factor: Floor Standing | Product Color: Black Powder Coat | Product Material: Steel | Static/Stationary Weight Capacity: 10000 lb | Height: 65.4" | 34.000 x 30.000 x 71.000 | <p>An economical standalone rack with solid sides, the ERK series can also be ganged to create partitioned multi-bay installations for thermal management control, future growth or other purposes. Seismic certified to protect your components.</p> <ul> <li>Fully welded construction for strength</li> <li>Enclosure sides include top and bottom venting</li> <li>Convenient lacing points and slotted rail brackets for cable management</li> <li>Standard front adjustable 10-32 threaded rackrail with numbered spaces</li> </ul>
Racks | Middle Atlantic | ERK-4020 | 40SP/20D STANDALONE RACK | 1342 | 1207.8 | [8 empty] | 656747006524 | Y | 130 | https://assetserver.net/_assets/middle atlantic/1000/erk4020.jpg |  | https://assetserver.net/_assets/_prop65/shortform cancerandreprod_midat.jpg | US-United States | Mounts & Racks | Racks |  |  | 0 | Fully welded construction for strength | Rack sides include top and bottom venting | Convenient lacing points and slotted rackrail brackets for cable management | Standard front adjustable 10-32 threaded rackrail with numbered spaces | Includes standard configurable rear door | 31.000 x 28.000 x 80.000 | An economical standalone rack with solid sides, the ERK series can also be ganged to create partitioned multi-bay installations for thermal management control, future growth or other purposes. Seismic certified to protect your components.
Racks | Middle Atlantic | ERK-4020LRD | 40SP/20D STANDALONE RACK LRD | 1342 | 1207.8 | [8 empty] | 656747006531 | Y | 112 | https://assetserver.net/_assets/middle atlantic/1000/erk4020lrd.jpg |  | https://assetserver.net/_assets/_prop65/shortform cancerandreprod_midat.jpg | US-United States | Mounts & Racks | Racks |  |  | 0 | Fully welded construction for strength | Enclosure sides include top and bottom venting | Convenient lacing points and slotted rail brackets for cable management | Standard front adjustable 10-32 threaded rackrail with numbered spaces |  | 31.000 x 28.000 x 79.000 | An economical standalone rack with solid sides, the ERK series can also be ganged to create partitioned multi-bay installations for thermal management control, future growth or other purposes. Seismic certified to protect your components.
Racks | Middle Atlantic | ERK-4025 | 40SP/25D STANDALONE RACK | 1414 | 1272.6 | [8 empty] | 656747006548 | N | 165.38 |  |  | https://assetserver.net/_assets/_prop65/shortform cancerandreprod_midat.jpg | US-United States | Mounts & Racks | Racks |  |  | 0 | Rack Type: Enclosed Cabinet | Ventilation: Yes | Features: Vented Top | Features: Vented Bottom | Features: Cable Management | 27.000 x 24.000 x 74.000 | <p>An economical standalone rack with solid sides, the ERK Series can also be ganged to create partitioned multi-bay installations for thermal management control, and security. It is seismically certified to protect your components when installed with ERK-Z4 brackets. 40RU and 20in deep. Fully welded construction for strength. Rack sides include top and bottom venting. Convenient lacing points and slotted rack rail brackets for cable management. Standard front adjustable 10-32 threaded rack rail with numbered spaces. Includes key-locked standard rear door.</p>
Racks | Middle Atlantic | ERK-4025-AV | 40SP/25D CONFIGURED AV RACK | 3372 | 3034.8 | [8 empty] | 656747095153 | N | 208 | https://assetserver.net/_assets/middle atlantic/1000/erk4025av.jpg |  | https://assetserver.net/_assets/_prop65/shortform cancerandreprod_midat.jpg | US-United States | Mounts & Racks | Racks |  |  | 0 | Enclosure sides include top and bottom venting | Convenient lacing points and slotted rail brackets for cable management | Standard front adjustable 10-32 threaded rackrail with numbered spaces | Includes standard configurable rear door and solid front door | Comes configured with integrated fan top, vent blockers, and rear door vent | 24.500 x 28.000 x 76.000 | An economical standalone rack with solid sides, the ERK Series can also be ganged to create partitioned multi-bay installations for thermal management control, future growth or other purposes. It is seismically certified to protect your components when installed with ERK-Z4 brackets.
Racks | Middle Atlantic | ERK-4025LRD | 40SP/25D STANDALONE RACK LRD | 1414 | 1272.6 | [8 empty] | 656747006555 | N | 142 | https://assetserver.net/_assets/middle atlantic/1000/erk4025lrd.jpg |  | https://assetserver.net/_assets/_prop65/shortform cancerandreprod_midat.jpg | US | Mounts & Racks | Racks |  |  | 0 | Fully welded construction for strength | Enclosure sides include top and bottom venting | Convenient lacing points and slotted rail brackets for cable management | Standard front adjustable 10-32 threaded rackrail with numbered spaces |  | 31.000 x 28.000 x 79.000 | An economical standalone rack with solid sides, the ERK series can also be ganged to create partitioned multi-bay installations for thermal management control, future growth or other purposes. Seismic certified to protect your components.
Racks | Middle Atlantic | ERK-4028 | 40SP(70") 28D STNDALONE RK W/REAR DR,BK | 1519 | 1367.1 | [8 empty] | 656747213618 | N | 158 | https://assetserver.net/_assets/middle atlantic/1000/erk4028.jpg |  | https://assetserver.net/_assets/_prop65/shortform cancerandreprod_midat.jpg | US | Mounts & Racks | Racks |  |  | 0 | Rack Type: Open Frame | Features: Vented Top | Features: Vented Bottom | Features: Cable Management | Features: Adjustable Front Rail | 34.000 x 30.000 x 79.000 | <p>An economical standalone rack with solid sides, the ERK Series can also be ganged to create partitioned multi-bay installations for thermal management control, future growth or other purposes. It is seismically certified to protect your components when installed with ERK-Z4 brackets..</p> <ul> <li>40RU and 28" Deep</li> <li>Fully welded construction for strength</li> <li>Rack sides include top and bottom venting</li> <li>Convenient lacing points and slotted rackrail brackets for cable management</li> <li>Standard front adjustable 10-32 threaded rackrail with numbered spaces</li> <li>Includes standard configurable rear door (except LRD models)</li> <li>Ready-to-assemble rack models are also available (Knockdown models)</li> <li>Factory configured rack models are also available</li> </ul>
Racks | Middle Atlantic | ERK-4028LRD | 40SP(70") 28D STAND ALONE RACK LRD,BLACK | 1519 | 1367.1 | [8 empty] | 656747213625 | N | 140 | https://assetserver.net/_assets/middle atlantic/1000/erk4028lrd.jpg |  | https://assetserver.net/_assets/_prop65/shortform cancerandreprod_midat.jpg | US | Mounts & Racks | Racks |  |  | 0 | Form Factor: Floor Standing | Product Color: Black Powder Coat | Product Material: Steel | Maximum Weight Capacity: 2500 lb | Static/Stationary Weight Capacity: 10000 lb | 34.000 x 30.000 x 79.000 | <p>An economical standalone rack with solid sides, the ERK series can also be ganged to create partitioned multi-bay installations for thermal management control, future growth or other purposes. Seismic certified to protect your components.</p> <ul> <li>Fully welded construction for strength</li> <li>Enclosure sides include top and bottom venting</li> <li>Convenient lacing points and slotted rail brackets for cable management</li> <li>Standard front adjustable 10-32 threaded rackrail with numbered spaces</li> </ul>
Racks | Middle Atlantic | ERK-40-F-EXT3 | ERK,40SP,FRONT EXTENDER,3"DEEP,BLACK | 449 | 404.1 | [8 empty] | 656747253362 | Y | 35 |  |  | https://assetserver.net/_assets/_prop65/shortform cancerandreprod_midat.jpg | US-United States | Mounts & Racks | Racks |  |  | 0 | Adds 3" of usable depth to front of rack; uses existing doors | Includes electrical and cable pass-through knockouts | Compatible with existing doors, which can be reused | Can be stacked for additional depth |  | 76.000 x 24.000 x 4.000
Racks | Middle Atlantic | ERK-40-R-EXT3 | ERK,40SP,REAR EXTENDER,3"DEEP,BLACK | 449 | 404.1 | [8 empty] | 656747253379 | Y | 37 |  |  | https://assetserver.net/_assets/_prop65/shortform cancerandreprod_midat.jpg | US-United States | Mounts & Racks | Racks |  |  | 0 | Adds 3" of usable depth to rear of rack; uses existing doors | Includes electrical and cable pass-through knockouts | Compatible with existing doors, which can be reused | Can be stacked for additional depth |  | 76.000 x 24.000 x 4.000
Racks | Middle Atlantic | ERK-414FT-K-EU | ERK SERIES 414CFM FAN TOP,EU COMPATIBLE | 725 | 652.5 | [8 empty] | 0656747396960 | Y | 11 |  |  |  | US-United States of America | Mounts & Racks | Racks |  |  | 0
Racks | Middle Atlantic | ERK-4420 | 44SP/20D STANDALONE RACK | 1421 | 1278.9 | [8 empty] | 656747006647 | N | 138 | https://assetserver.net/_assets/middle atlantic/1000/erk4420.jpg |  | https://assetserver.net/_assets/_prop65/shortform cancerandreprod_midat.jpg | US-United States | Mounts & Racks | Racks |  |  | 0 | Fully welded construction for strength | Rack sides include top and bottom venting | Convenient lacing points and slotted rackrail brackets for cable management | Standard front adjustable 10-32 threaded rackrail with numbered spaces | Includes standard configurable rear door | 31.000 x 28.000 x 86.000 | An economical standalone rack with solid sides, the ERK series can also be ganged to create partitioned multi-bay installations for thermal management control, future growth or other purposes. Seismic certified to protect your components.
Racks | Middle Atlantic | ERK-4420LRD | 44SP/20D STANDALONE RACK LRD | 1421 | 1278.9 | [8 empty] | 656747006661 | N | 118 | https://assetserver.net/_assets/middle atlantic/1000/erk4420lrd.jpg |  | https://assetserver.net/_assets/_prop65/shortform cancerandreprod_midat.jpg | US | Mounts & Racks | Racks |  |  | 0 | Fully welded construction for strength | Rack sides include top and bottom venting | Convenient lacing points and slotted rackrail brackets for cable management | Standard front adjustable 10-32 threaded rackrail with numbered spaces |  | 30.000 x 27.000 x 86.000 | An economical standalone rack with solid sides, the ERK series can also be ganged to create partitioned multi-bay installations for thermal management control, future growth or other purposes. Seismic certified to protect your components.
Racks | Middle Atlantic | ERK-4425 | 44SP/25D STANDALONE RACK | 1540 | 1386 | [8 empty] | 656747006678 | N | 160 |  |  | https://assetserver.net/_assets/_prop65/shortform cancerandreprod_midat.jpg | US | Mounts & Racks | Racks |  |  | 0 | Color Family: Black | Product Color: Black | Product Material: Steel | Maximum Weight Capacity: 2500 lb | Height: 81.1" | 27.000 x 24.500 x 70.000 | An economical standalone rack with solid sides, the ERK Series can also be ganged to create partitioned multi-bay installations for thermal management control, and security. It is seismically certified to protect your components when installed with ERK-Z4 brackets. 44RU and 25in deep. Fully welded construction for strength. Rack sides include top and bottom venting. Convenient lacing points and slotted rack rail brackets for cable management. Standard front adjustable 10-32 threaded rack rail with numbered spaces. Includes key-locked standard rear door.
Racks | Middle Atlantic | ERK-4425-AV | 44SP/25D CONFIGURED AV RACK | 3496 | 3146.4 | [8 empty] | 656747095160 | N | 190 |  |  | https://assetserver.net/_assets/_prop65/shortform cancerandreprod_midat.jpg | US-United States | Mounts & Racks | Racks |  |  | 0 | Color Family: Black | Product Color: Black | Product Material: Steel | Maximum Weight Capacity: 2500 lb | Height: 81.1" | 28.000 x 25.000 x 82.000 | An economical standalone rack with solid sides, the ERK Series can also be ganged to create partitioned multi-bay installations for thermal management control, and security. It is seismically certified to protect your components when installed with ERK-Z4 brackets. 44RU and 25in Deep. Fully welded construction for maximum strength. Rack sides include top and bottom venting. Convenient lacing points and slotted rail brackets for cable management. Standard front and rear adjustable 10-32 threaded rack rail with numbered spaces. Includes key-locked standard rear door and solid front door. Comes configured with integrated fan top, vent blockers, and rear door vent. Includes (1) LACE-OP lacer strip, (4) straight and (2) offset lacer bars and (12) Velcro straps. Includes (2) PDT-1020C-NS corded power strips (20A, 10 outlet) corded vertical power strips. Includes (100) 10-32 threaded rack screws.
Racks | Middle Atlantic | ERK-4425LRD | 44SP/25D STANDALONE RACK LRD | 1540 | 1386 | [8 empty] | 656747006692 | N | 140 | https://assetserver.net/_assets/middle atlantic/1000/erk4425lrd.jpg |  | https://assetserver.net/_assets/_prop65/shortform cancerandreprod_midat.jpg | US-United States | Mounts & Racks | Racks |  |  | 0 | Fully welded construction for strength | Rack sides include top and bottom venting | Convenient lacing points and slotted rackrail brackets for cable management | Standard front adjustable 10-32 threaded rackrail with numbered spaces |  | 26.000 x 23.000 x 88.000 | An economical standalone rack with solid sides, the ERK series can also be ganged to create partitioned multi-bay installations for thermal management control, future growth or other purposes. Seismic certified to protect your components.
Racks | Middle Atlantic | ERK-4428 | 44SP(77") 28D STNDALONE RK W/REAR DR,BK | 1652 | 1486.8 | [8 empty] | 656747213632 | N | 168 | https://assetserver.net/_assets/middle atlantic/1000/erk4428.jpg |  | https://assetserver.net/_assets/_prop65/shortform cancerandreprod_midat.jpg | US-United States | Mounts & Racks | Racks |  |  | 0 | Form Factor: Floor Standing | Color Family: Black | Product Color: Black | Product Material: Steel | Static/Stationary Weight Capacity: 10000 lb | 24.000 x 30.000 x 81.000 | An economical standalone rack with solid sides, the ERK Series can also be ganged to create partitioned multi-bay installations for thermal management control, and security. It is seismically certified to protect your components when installed with ERK-Z4 brackets. 44RU and 28in deep. Fully welded construction for strength. Rack sides include top and bottom venting. Convenient lacing points and slotted rack rail brackets for cable management. Standard front adjustable 10-32 threaded rack rail with numbered spaces. Includes key-locked standard rear door.
Racks | Middle Atlantic | ERK-4428LRD | 44SP(77") 28D STAND ALONE RACK LRD,BLACK | 1652 | 1486.8 | [8 empty] | 656747213649 | Y | 124 |  |  | https://assetserver.net/_assets/_prop65/shortform cancerandreprod_midat.jpg | US-United States | Mounts & Racks | Racks |  |  | 0 | Application/Usage: A/V Equipment | Form Factor: Floor Standing | Product Color: Black Powder Coat | Product Material: Steel | Maximum Weight Capacity: 2500 lb | 34.000 x 30.000 x 86.000 | <p>An economical standalone rack with solid sides, the ERK series can also be ganged to create partitioned multi-bay installations for thermal management control, future growth or other purposes. Seismic certified to protect your components.</p> <ul> <li>Fully welded construction for strength</li> <li>Enclosure sides include top and bottom venting</li> <li>Convenient lacing points and slotted rail brackets for cable management</li> <li>Standard front adjustable 10-32 threaded rackrail with numbered spaces</li> </ul>
Racks | Middle Atlantic | ERK-44-F-EXT3 | ERK,44SP,FRONT EXTENDER,3"DEEP,BLACK | 466 | 419.4 | [8 empty] | 656747253348 | Y | 39 |  |  | https://assetserver.net/_assets/_prop65/shortform cancerandreprod_midat.jpg | US-United States | Mounts & Racks | Racks |  |  | 0 | Adds 3" of usable depth to front of rack; uses existing doors | Includes electrical and cable pass-through knockouts | Compatible with existing doors, which can be reused | Can be stacked for additional depth |  | 83.000 x 24.000 x 4.000
Racks | Middle Atlantic | ERK-44-R-EXT3 | ERK,44SP,REAR EXTENDER,3"DEEP,BLACK | 466 | 419.4 | [8 empty] | 656747253355 | Y | 41 |  |  | https://assetserver.net/_assets/_prop65/shortform cancerandreprod_midat.jpg | US-United States | Mounts & Racks | Racks |  |  | 0 | Adds 3" of usable depth to rear of rack; uses existing doors | Includes electrical and cable pass-through knockouts | Compatible with existing doors, which can be reused | Can be stacked for additional depth |  | 83.000 x 24.000 x 4.000
Racks | Middle Atlantic | ERK-4FT | ERK FAN TOP FITS 3PCS. 4FAN | 87 | 78.3 | [8 empty] | 656747006715 | Y | 5.75 |  |  | https://assetserver.net/_assets/_prop65/shortform cancerandreprod_midat.jpg | US-United States | Mounts & Racks | Racks |  |  | 0 | Product Color: Black | Product Material: Steel | Height: 14.4" | Width: 19.8" | Depth: 0.5" | 17.000 x 23.000 x 1.000 | <p>Top options accept 4-1/2" fans for active thermal management. See pg. 120 for fan and air flow specs.</p> <ul> <li>Mounts three 4-1/2" fans</li> <li>Fits WMRK, ERK (35 space and higher), ERK-KD (all heights), SCRK racks</li> <li>Steel construction with black finish</li> </ul>
Racks | Middle Atlantic | ERK-4FT-285CFM | INTEGRATED 4"FAN TOP W/GUARDS | 556 | 500.4 | [8 empty] | 656747093487 | Y | 11 |  |  | https://assetserver.net/_assets/_prop65/shortform cancerandreprod_midat.jpg | US-United States | Mounts & Racks | Racks |  |  | 0 | Number of Fans: 4 | Maximum Air Flow: 285 CFM | Product Color: Black | Height: 14.4" | Width: 19.8" | 10.000 x 10.000 x 4.000 | Save time with Integrated Fan Tops! Ships assembled. Integrated fan tops include 4-1/2-inch fans, fan guards. .
Racks | Middle Atlantic | ERK-4QFT-FC | 4.5"(3)FAN/TOP W/FC ERK | 1004 | 903.6 | [8 empty] | 656747061189 | Y | 13 | https://assetserver.net/_assets/middle atlantic/1000/erk4qftfc.jpg |  | https://assetserver.net/_assets/_prop65/shortform cancerandreprod_midat.jpg | US | Mounts & Racks | Racks |  |  | 0 | Fans run only when needed, saving energy, noise, and maintenance | Steel construction with black finish |  |  |  | 22.000 x 16.000 x 5.000 | Thermostatically Controlled Integrated Fan Tops ships fully assembled and include 4-1/2” fans, fan guards and proportional speed fan controller that increases fan life, reduces noise, saves energy, and reduces dust build up.
Racks | Middle Atlantic | ERK-6FT | 6"FAN TOP,UP TO 2 FANS,ERK | 84 | 75.6 | [8 empty] | 656747093531 | Y | 5.75 |  |  | https://assetserver.net/_assets/_prop65/shortform cancerandreprod_midat.jpg | US-United States | Mounts & Racks | Racks |  |  | 0 | Product Color: Black | Product Material: Steel | Compatibility: <p><b>Middle Atlantic Enclosures:</b></p><ul><li>WMRK</li><li>ERK</li><li>SCRK</li></ul> | Limited Warranty: Lifetime |  | 23.000 x 17.000 x 1.000
Racks | Middle Atlantic | ERK-6FT-440CFM | INTEGRATED 6"FAN TOP W/GUARDS,ERK | 641 | 576.9 | [8 empty] | 656747093562 | Y | 9.9 |  |  | https://assetserver.net/_assets/_prop65/shortform cancerandreprod_midat.jpg | US | Mounts & Racks | Racks |  |  | 0 | [5 empty] | 21.500 x 16.000 x 5.250 | Save time with Integrated Fan Tops! Ships assembled. Integrated fan tops include 6” fans, fan guards.
Racks | Middle Atlantic | ERK-DT | DUCT TOP OPTION ERK/SCRK(BLK) | 111 | 99.9 | [8 empty] | 656747102714 | Y | 4.6 |  |  | https://assetserver.net/_assets/_prop65/shortform cancerandreprod_midat.jpg | US-United States | Mounts & Racks | Racks |  |  | 0 | Product Color: Black | Product Material: Steel | Height: 14.4" | Width: 19.8" | Depth: 0.5" | 27.900 x 24.700 x 0.400 | Adapter tops let the Duct-Cool be mounted to the top of select racks. Includes top and adapter only.
Racks | Middle Atlantic | ERK-LVT | ERK LARGE VENTED TOP | 103 | 92.7 | 1 | 1 | [6 empty] | 656747118586 | Y | 4.1 |  |  | https://assetserver.net/_assets/_prop65/shortform cancerandreprod_midat.jpg | US-United States | Mounts & Racks | Racks |  |  | 0 | Product Color: Black | Product Material: Steel | Height: 14.4" | Width: 19.8" | Depth: 0.5" | 23.000 x 16.500 x 1.000 | <b>ERK-LVT</b><br> Select large perforated vented top options to address your thermal management needs.
Racks | Middle Atlantic | ERK-RD-40 | 40 RU Solid Rear Door for ERK Racks | 394 | 354.6 | [8 empty] | 065674707630 | N | 40 | https://assetserver.net/_assets/middle atlantic/1000/erkrd40.jpg |  | https://assetserver.net/_assets/_prop65/ca prop 65 short form label.jpg | US | Mounts & Racks | Racks |  |  | 0 | [5 empty] | 67.920 x 22.000 x 5.000
Racks | Middle Atlantic | ERK-RDC18 | ERK SERIES CABLE ENTRY RD,18 SPACE,BLACK | 314 | 282.6 | [8 empty] | 656747253331 | Y | 20 |  |  | https://assetserver.net/_assets/_prop65/shortform cancerandreprod_midat.jpg | US-United States | Mounts & Racks | Racks |  |  | 0 | Device Supported: Rack | Product Color: Black | Product Material: Steel | Compatible Rack Height: 18U | Height: 67.3" | 32.000 x 22.000 x 5.000
Racks | Middle Atlantic | ERK-RDC21 | ERK SERIES CABLE ENTRY RD,21 SPACE,BLACK | 324 | 291.6 | [8 empty] | 656747253324 | Y | 25 |  |  | https://assetserver.net/_assets/_prop65/shortform cancerandreprod_midat.jpg | US-United States | Mounts & Racks | Racks |  |  | 0 | Provides a large cable passage for easy access without fishing | Brush grommet can be installed at top or bottom of rear door | Vented door accepts optional cooling fans | Steel construction with matching finish |  | 37.000 x 22.000 x 5.000 | <p>Provides a large cable passage for easy access without fishing</p>
Racks | Middle Atlantic | ERK-RDC27 | ERK SERIES CABLE ENTRY RD,27 SPACE,BLACK | 344 | 309.6 | [8 empty] | 656747253317 | Y | 30 |  |  | https://assetserver.net/_assets/_prop65/shortform cancerandreprod_midat.jpg | US-United States | Mounts & Racks | Racks |  |  | 0 | Provides a large cable passage for easy access without fishing | Brush grommet can be installed at top or bottom of rear door | Vented door accepts optional cooling fans | Steel construction with matching finish |  | 45.500 x 22.000 x 3.500
Racks | Middle Atlantic | ERK-RDC35 | ERK SERIES CABLE ENTRY RD,35 SPACE,BLACK | 371 | 333.9 | [8 empty] | 656747253300 | Y | 35 |  |  | https://assetserver.net/_assets/_prop65/shortform cancerandreprod_midat.jpg | US-United States | Mounts & Racks | Racks |  |  | 0 | Provides a large cable passage for easy access without fishing | Brush grommet can be installed at top or bottom of rear door | Vented door accepts optional cooling fans | Steel construction with matching finish |  | 62.170 x 22.000 x 5.000 | <p>Provides a large cable passage for easy access without fishing</p>
Racks | Middle Atlantic | ERK-RDC40 | ERK SERIES CABLE ENTRY RD,40 SPACE,BLACK | 394 | 354.6 | [8 empty] | 656747253294 | N | 40 |  |  | https://assetserver.net/_assets/_prop65/shortform cancerandreprod_midat.jpg | US | Mounts & Racks | Racks |  |  | 0 | Provides a large cable passage for easy access without fishing | Brush grommet can be installed at top or bottom of rear door | Vented door accepts optional cooling fans | Steel construction with matching finish |  | 67.920 x 22.000 x 5.000 | <p>Provides a large cable passage for easy access without fishing</p>
Racks | Middle Atlantic | ERK-RDC44 | ERK SERIES CABLE ENTRY RD,44 SPACE,BLACK | 410 | 369 | [8 empty] | 656747253287 | Y | 45 |  |  | https://assetserver.net/_assets/_prop65/shortform cancerandreprod_midat.jpg | US | Mounts & Racks | Racks |  |  | 0 | Provides a large cable passage for easy access without fishing | Brush grommet can be installed at top or bottom of rear door | Vented door accepts optional cooling fans | Steel construction with matching finish |  | 74.152 x 22.000 x 5.000 | <p>Provides a large cable passage for easy access without fishing</p>
Racks | Middle Atlantic | ERK-RR10 | 10SP ERK REAR RAIL OPTION | 71 | 63.9 | [8 empty] | 0656747182648 | Y | 1 |  | https://assetserver.net/_assets/middle atlantic/pdf/erkrr10-spec.pdf | https://assetserver.net/_assets/_prop65/ca prop 65 short form label.jpg | US-United States | Mounts & Racks | Racks |  |  | 0 | Application/Usage: Rack | Form Factor: Rack-mountable | Color Family: Other | Product Color: Black E-Coat | Height: 17.5" | 67.920 x 22.000 x 5.000 | Heavy-gauge 10-32 threaded rackrail, sold in pairs.
Racks | Middle Atlantic | ERK-RR18 | 18SP ERK REAR RAIL OPTION | 94 | 84.6 | [8 empty] | 656747006722 | Y | 6 |  |  | https://assetserver.net/_assets/_prop65/shortform cancerandreprod_midat.jpg | US | Mounts & Racks | Racks |  |  | 0 | Compatibility: <p>ERK 19" Stand-Alone Enclosures</p> | Limited Warranty: Lifetime |  |  |  | 33.000 x 5.000 x 3.000 | The ERK-RR18 is a pair of heavy-gauge 10-32 threaded rack rails designed to provide reliable and sturdy equipment mounting in 19-inch racks. The rack rails are constructed with high-quality materials, ensuring durability and strength. The ERK-RR18 is sold in pairs, and it comes with all the necessary mounting hardware, making it easy to purchase and install. With its threaded design, the ERK-RR18 makes it easy to mount equipment in a secure and stable manner.
Racks | Middle Atlantic | ERK-RR21 | 21SP ERK REAR RAIL OPTION | 104 | 93.6 | [8 empty] | 656747034282 | Y | 6.4 |  |  | https://assetserver.net/_assets/_prop65/shortform cancerandreprod_midat.jpg | US-United States | Mounts & Racks | Racks |  |  | 0 | Product Color: Black | Compatibility: <p>ERK 19" Stand-Alone Enclosures</p> | Limited Warranty: Lifetime |  |  | 37.000 x 3.500 x 1.500 | The ERK-RR21 is a pair of rack rails designed for use with EIA compliant 19in stand-alone or gangable equipment racks. The rack rails feature heavy-gauge 10-32 threaded mounting holes that allow for easy and secure installation of rack-mounted equipment. The ERK-RR21 is sold in pairs, making it easy to install the rails on both sides of the rack. The rails come with all the necessary mounting hardware included, ensuring a hassle-free installation process.
Racks | Middle Atlantic | ERK-RR27 | 27SP ERK REAR RAIL OPTION | 124 | 111.6 | [8 empty] | 656747006739 | Y | 15 |  |  | https://assetserver.net/_assets/_prop65/shortform cancerandreprod_midat.jpg | US | Mounts & Racks | Racks |  |  | 0 | Device Supported: Rack Rail | Rack Height: 27U | Color Family: Black | Product Color: Black | Form Factor: Rack-mountable | 50.000 x 5.000 x 3.000 | <p>The ERK-RR27 is a pair of rack rails designed for use with EIA compliant 19in stand-alone or gangable equipment racks. The rack rails feature heavy-gauge 10-32 threaded mounting holes that allow for easy and secure installation of rack-mounted equipment. The ERK-RR27 is sold in pairs, making it easy to install the rails on both sides of the rack. The rails come with all the necessary mounting hardware included, ensuring a hassle-free installation process.</p>
Racks | Middle Atlantic | ERK-RR35 | 35SP ERK REAR RAIL OPTION | 140 | 126 | [8 empty] | 656747006746 | Y | 12.2 |  |  | https://assetserver.net/_assets/_prop65/shortform cancerandreprod_midat.jpg | US-United States | Mounts & Racks | Racks |  |  | 0 | Compatibility: <p>ERK 19" Stand-Alone Enclosures</p> | Limited Warranty: Lifetime |  |  |  | 3.500 x 2.000 x 65.500 | The ERK-RR35 is a pair of heavy-gauge 10-32 threaded rack rails designed to provide reliable and sturdy equipment mounting in 19-inch racks. The rack rails are constructed with high-quality materials, ensuring durability and strength. The ERK-RR35 is sold in pairs, and it comes with all the necessary mounting hardware, making it easy to purchase and install. With its threaded design, the ERK-RR35 makes it easy to mount equipment in a secure and stable manner.
Racks | Middle Atlantic | ERK-RR40 | 40SP ERK REAR RAIL OPTION | 160 | 144 | [8 empty] | 656747006753 | N | 14.4 |  |  | https://assetserver.net/_assets/_prop65/shortform cancerandreprod_midat.jpg | US | Mounts & Racks | Racks |  |  | 0 | Device Supported: Rack Rail | Features: Sturdy | Features: Durable | Rack Height: 40U | Compatibility: <p>Middle Atlantic ERK 19" Stand-Alone Enclosure</p> | 73.000 x 5.000 x 3.000 | <p>The ERK-RR40 is a pair of heavy-gauge 10-32 threaded rack rails designed to provide reliable and sturdy equipment mounting in 19-inch racks. The rack rails are constructed with high-quality materials, ensuring durability and strength. The ERK-RR40 is sold in pairs, and it comes with all the necessary mounting hardware, making it easy to purchase and install. With its threaded design, the ERK-RR40 makes it easy to mount equipment in a secure and stable manner.</p>
Racks | Middle Atlantic | ERK-ST | ERK SOLID TOP | 87 | 78.3 | 5 | [6 empty] | 5 | 656747006777 | Y | 5.9 |  |  | https://assetserver.net/_assets/_prop65/shortform cancerandreprod_midat.jpg | US | Mounts & Racks | Racks |  |  | 0 | Steel construction with black finish |  |  |  |  | 17.000 x 23.000 x 1.000 | Select solid top options to address your thermal management needs.
Racks | Middle Atlantic | ERK-VRD-18 | ERK 18SP VENT.REARDR OPTION | 274 | 246.6 | [8 empty] | 656747006791 | Y | 18.74 |  |  | https://assetserver.net/_assets/_prop65/shortform cancerandreprod_midat.jpg | US-United States | Mounts & Racks | Racks |  |  | 0 | Product Color: Black | Product Material: Steel | Compatible Rack Height: 18U | Compatibility: <p>Middle Atlantic 18U ERK Series Enclosure</p> | Limited Warranty: Lifetime | 22.000 x 34.000 x 6.000 | Add a vented or split rear door in selected sizes. Black textured powder coat finish. See price list for racks available less rear door (LRD). Fully vented rear doors have 64% open area. Split rear doors with 3 point latch offer 79% open area and require less floor space when accessing rear equipment connections.
Racks | Middle Atlantic | ERK-VRD-21 | ERK 21SP VENT.REARDR OPTION | 289 | 260.1 | [8 empty] | 656747032899 | Y | 15.31 |  |  | https://assetserver.net/_assets/_prop65/shortform cancerandreprod_midat.jpg | US-United States | Mounts & Racks | Racks |  |  | 0 | Product Color: Black | Product Material: Steel | Compatible Rack Height: 21U | Compatibility: <p>Middle Atlantic 21U ERK Series Enclosure</p> | Limited Warranty: Lifetime | 38.000 x 22.000 x 5.000 | Add a vented or split rear door in selected sizes. Black textured powder coat finish. See price list for racks available less rear door (LRD). Fully vented rear doors have 64% open area. Split rear doors with 3 point latch offer 79% open area and require less floor space when accessing rear equipment connections.
Racks | Middle Atlantic | ERK-VRD-27 | ERK 27SP VENT.REARDR OPTION | 314 | 282.6 | [8 empty] | 656747006807 | Y | 20 |  |  | https://assetserver.net/_assets/_prop65/shortform cancerandreprod_midat.jpg | US-United States | Mounts & Racks | Racks |  |  | 0 | Product Color: Black | Product Material: Steel | Compatible Rack Height: 27U | Compatibility: <p>Middle Atlantic 27U ERK Series Enclosure</p> | Limited Warranty: Lifetime | 57.000 x 20.500 x 5.000 | Add a vented or split rear door in selected sizes. Black textured powder coat finish. See price list for racks available less rear door (LRD). Fully vented rear doors have 64% open area. Split rear doors with 3 point latch offer 79% open area and require less floor space when accessing rear equipment connections.
Racks | Middle Atlantic | ERK-VRD-35 | ERK 35SP VENT.REARDR OPTION | 348 | 313.2 | [8 empty] | 656747006814 | Y | 30 |  |  | https://assetserver.net/_assets/_prop65/shortform cancerandreprod_midat.jpg | US | Mounts & Racks | Racks |  |  | 0 | Product Color: Black | Product Material: Steel | Compatible Rack Height: 35U | Compatibility: <p>Middle Atlantic 35U ERK Series Enclosure</p> | Limited Warranty: Lifetime | 64.000 x 24.000 x 5.000 | Add a vented or split rear door in selected sizes. Black textured powder coat finish. See price list for racks available less rear door (LRD). Fully vented rear doors have 64% open area. Split rear doors with 3 point latch offer 79% open area and require less floor space when accessing rear equipment connections.
Racks | Middle Atlantic | ERK-VRD-40 | ERK 40SP VENT.REARDR OPTION | 390 | 351 | [8 empty] | 656747006821 | Y | 25 |  |  | https://assetserver.net/_assets/_prop65/shortform cancerandreprod_midat.jpg | US | Mounts & Racks | Racks |  |  | 0 | Color Family: Black | Product Color: Black | Product Material: Steel | Compatible Rack Height: 40U | Compatibility: <p>Middle Atlantic 40U ERK Series Enclosure</p> | 24.000 x 72.000 x 5.000 | Add a vented or split rear door in selected sizes. Black textured powder coat finish. See price list for racks available less rear door (LRD). Fully vented rear doors have 64% open area. Split rear doors with 3 point latch offer 79% open area and require less floor space when accessing rear equipment connections.
Racks | Middle Atlantic | ERK-VRD-44 | ERK 44SP VENT.REARDR OPTION | 408 | 367.2 | [8 empty] | 656747006838 | Y | 38 |  |  | https://assetserver.net/_assets/_prop65/shortform cancerandreprod_midat.jpg | US-United States | Mounts & Racks | Racks |  |  | 0 | Color Family: Black | Product Color: Black | Product Material: Steel | Compatible Rack Height: 44U | Compatibility: <p>Middle Atlantic 44U ERK Series Enclosure</p> | 24.000 x 79.000 x 5.000 | Add a vented or split rear door in selected sizes. Black textured powder coat finish. See price list for racks available less rear door (LRD). Fully vented rear doors have 64% open area. Split rear doors with 3 point latch offer 79% open area and require less floor space when accessing rear equipment connections.
Racks | Middle Atlantic | ERK-VT | ERK VENTED TOP | 87 | 78.3 | [8 empty] | 656747006845 | Y | 5.4 |  |  | https://assetserver.net/_assets/_prop65/shortform cancerandreprod_midat.jpg | US | Mounts & Racks | Racks |  |  | 0 | [5 empty] | 17.000 x 23.000 x 1.000 | Top options accept 4-1/2-inch, low-profile 6-inch or 10-inch fans for Active thermal management. Vented pagoda tops maintain enclosure temperatures through natural convection while minimizing the amount of dust and debris that can fall into the rack, and adds 1-1/2-inch to the top of the rack. Solid, slot pattern vented, vented and cable ladder adapter tops also available. All tops (excluding MV-PVT and MW-LA) include a removable two space service plate. Allows removal of top without disrupting cable bundles.
Racks | Middle Atlantic | ERK-Z4 | SEISMIC BRKTS.FOR ERK SERIES | 76 | 68.4 | [8 empty] | 656747006852 | Y | 1.9 | https://assetserver.net/_assets/middle atlantic/1000/erkz4.jpg |  | https://assetserver.net/_assets/_prop65/shortform cancerandreprod_midat.jpg | US | Mounts & Racks | Racks |  |  | 0 | Can be used to reinforce any mission-critical application |  |  |  |  | 7.000 x 3.000 x 1.000 | When properly installed, seismic floor anchor brackets bring any Seismic Certified ERK Series enclosure to applicable Zone 4, Seismic Design Category (SDC) “D” and Seismic Use Group III Upper Floor Essential Equipment rating and have an Ip rating of 1.5. Includes four brackets.
Racks | Middle Atlantic | ESX-ACC-BKT | ESSEX ACCESSORY BRACKET,POWER/CABLE MNG,PAIR | 45 | 40.5 | [8 empty] | 656747241062 | Y | 1 | https://assetserver.net/_assets/middle atlantic/1000/esxaccbkt.jpg |  | https://assetserver.net/_assets/_prop65/shortform cancerandreprod_midat.jpg | US | Mounts & Racks | Racks |  |  | 0 | Compatible with QAR and RCS series racks |  |  |  |  | 4.000 x 4.000 x 1.000 | Essex Accessory brackets enable easy mounting of power and vertical lacing strips.
Racks | Middle Atlantic | EVFD-10 | 10SP SLOTTED VENTED DOOR(EWR) | 342 | 307.8 | [8 empty] | 656747059063 | Y | 11.95 |  |  | https://assetserver.net/_assets/_prop65/shortform cancerandreprod_midat.jpg | US-United States | Mounts & Racks | Racks |  |  | 0 | [5 empty] | 24.000 x 22.000 x 6.000 | Steel construction, black finish, 22% open area
Racks | Middle Atlantic | EVFD-16 | 16SP SLOTTED VENTED DOOR(EWR) | 369 | 332.1 | [8 empty] | 656747059087 | Y | 16.4 |  |  | https://assetserver.net/_assets/_prop65/shortform cancerandreprod_midat.jpg | US-United States | Mounts & Racks | Racks |  |  | 0 | Compatibility: <p>Middle Atlantic 16U EWR Series racks</p> | Limited Warranty: Lifetime |  |  |  | 33.000 x 22.000 x 6.000
Racks | Middle Atlantic | EVFD-8 | 8SP SLOTTED VENTED DOOR(EWR) | 309 | 278.1 | [8 empty] | 656747059094 | Y | 10.5 |  |  | https://assetserver.net/_assets/_prop65/shortform cancerandreprod_midat.jpg | US | Mounts & Racks | Racks |  |  | 0 | Limited Warranty: Lifetime |  |  |  |  | 22.000 x 19.000 x 6.000 | Steel construction, black finish, 22% open area
Racks | Middle Atlantic | EVT1-CP12 | 12PC. EVT1 CONTRACT PACK | 225 | 202.5 | [8 empty] | 656747033438 | Y | 9.3 |  |  | https://assetserver.net/_assets/_prop65/shortform cancerandreprod_midat.jpg | US-United States | Mounts & Racks | Racks |  |  | 0 | Product Color: Black | Height: 1.8" | Width: 19" | Limited Warranty: Lifetime |  | 23.000 x 12.000 x 5.000 | Contractor Packs provide a cost-effective, space-efficient way for installers to stock the panels they use most frequently. Allows easy access to individual, poly-bagged panels. Designed to stack on warehouse shelving. Economical vented panel with a vertical punched pattern. Flanged steel construction. Black powder coat finish. Sold in a contractor pack of 12 pieces. Pieces are individually poly-bagged, in a convenient dispenser box.
Racks | Middle Atlantic | EVT2-CP12 | 12PC. EVT2 CONTRACT PACK | 283 | 254.7 | [8 empty] | 656747033445 | Y | 14.7 |  |  | https://assetserver.net/_assets/_prop65/shortform cancerandreprod_midat.jpg | US-United States | Mounts & Racks | Racks |  |  | 0 | Device Supported: Rack | Color Family: Black | Product Color: Black | Product Material: Steel | Compatible Rack Height: 2U | 22.000 x 12.000 x 4.000 | EVT2-CP12</b> <br />Contractor Packs provide a cost-effective, space-efficient way for installers to stock the panels they use most frequently. Allows easy access to individual, poly-bagged panels. Designed to stack on warehouse shelving.
Racks | Middle Atlantic | EWR-10-17 | 10SP/17D ECONO WALLRACK,BLACK | 679 | 611.1 | [8 empty] | 656747057137 | Y | 58 |  |  | https://assetserver.net/_assets/_prop65/shortform cancerandreprod_midat.jpg | US | Mounts & Racks | Racks |  |  | 0 | Form Factor: Wall Mountable | Product Color: Black Powder Coat | Product Material: Steel | Maximum Weight Capacity: 150 lb | Height: 24.5" | 31.000 x 25.000 x 23.000 | EWR-10-17</b> <br />An economical solution for smaller systems, this pivoting, sectional wall cabinet provides unparalleled quality at an aggressive price and is ideal for use in both secured and unsecured areas.
Racks | Middle Atlantic | EWR-10-17SD | 10SP/17D ECONO WALLRACK,BLACK,DOOR | 830 | 747 | [8 empty] | 656747057144 | Y | 66 | https://assetserver.net/_assets/middle atlantic/1000/ewr1017sd.jpg |  | https://assetserver.net/_assets/_prop65/shortform cancerandreprod_midat.jpg | US-United States | Mounts & Racks | Racks |  |  | 0 | Patented Tool Free Quick-Mount™; system for center section mounting | Center section swing is reversible, and can be both keylocked and padlocked | Center section is keyed differently from optional front door for security | Optimized for passive thermal management | Fully assembled with solid front door (SD models only) | 31.000 x 25.000 x 23.000 | An economical solution for smaller systems, this pivoting, sectional wall cabinet provides unparalleled quality at an aggressive price and is ideal for use in both secured and unsecured areas.
Racks | Middle Atlantic | EWR-10-22 | 10SP/22D ECONO WALLRACK,BLACK | 739 | 665.1 | [8 empty] | 656747057151 | Y | 65 |  |  | https://assetserver.net/_assets/_prop65/shortform cancerandreprod_midat.jpg | US-United States | Mounts & Racks | Racks |  |  | 0 | Features: Lockable | Form Factor: Wall Mountable | Color Family: Black | Product Color: Black | Maximum Weight Capacity: 150 lb | 30.000 x 24.000 x 27.000 | An economical solution for smaller systems, this pivoting, sectional wall cabinet provides unparalleled quality and is ideal for use in both secured and unsecured areas. 10RU and 22in deep. Fully welded construction for strength. Patented Tool Free Quick-Mount system for center section mounting. Center section swing is reversible, and can be both key-locked and padlocked. Center section is keyed differently from optional front door for added security. Optimized for passive thermal management. Standard front adjustable 10-32 threaded rack rail.
Racks | Middle Atlantic | EWR-10-22SD | 10SP/22D ECONO WALLRACK,BLACK,DOOR | 909 | 818.1 | [8 empty] | 656747057168 | Y | 72 |  |  | https://assetserver.net/_assets/_prop65/shortform cancerandreprod_midat.jpg | US-United States | Mounts & Racks | Racks |  |  | 0 | Features: Lockable | Form Factor: Wall Mountable | Color Family: Black | Product Color: Black Powder Coat | Product Material: Steel | 27.000 x 30.000 x 25.000 | EWR-10-22SD</b> <br />An economical solution for smaller systems, this pivoting, sectional wall cabinet provides unparalleled quality at an aggressive price and is ideal for use in both secured and unsecured areas.
Racks | Middle Atlantic | EWR-12-17 | 12SP/17D ECONO WALLRACK,BLACK | 791 | 711.9 | [8 empty] | 656747057175 | Y | 61 |  |  | https://assetserver.net/_assets/_prop65/shortform cancerandreprod_midat.jpg | US-United States | Mounts & Racks | Racks |  |  | 0 | Features: Lockable | Form Factor: Wall Mountable | Color Family: Black | Product Color: Black Powder Coat | Product Material: Steel | 30.000 x 25.000 x 19.000 | EWR-12-17 </b><br />An economical solution for smaller systems, this pivoting, sectional wall cabinet provides unparalleled quality at an aggressive price and is ideal for use in both secured and unsecured areas.
Racks | Middle Atlantic | EWR-12-17SD | 12SP/17D ECONO WALLRACK,BLACK,DOOR | 943 | 848.7 | [8 empty] | 656747057182 | N | 70 |  |  | https://assetserver.net/_assets/_prop65/shortform cancerandreprod_midat.jpg | US-United States | Mounts & Racks | Racks |  |  | 0 | Features: Lockable | Features: Removable Door | Form Factor: Wall Mountable | Color Family: Black | Product Color: Black Powder Coat | 30.000 x 25.000 x 22.500 | EWR-12-17SD</b><br />An economical solution for smaller systems, this pivoting, sectional wall cabinet provides unparalleled quality at an aggressive price and is ideal for use in both secured and unsecured areas.
Racks | Middle Atlantic | EWR-12-22 | 12SP/22D ECONO WALLRACK,BLACK | 852 | 766.8 | [8 empty] | 656747057199 | Y | 67 |  |  | https://assetserver.net/_assets/_prop65/shortform cancerandreprod_midat.jpg | US-United States | Mounts & Racks | Racks |  |  | 0 | Form Factor: Wall Mountable | Product Material: Steel | Height: 28" | Width: 23.4" | Depth: 22" | 31.000 x 27.000 x 25.000 | An economical solution for smaller systems, this pivoting, sectional wall cabinet provides unparalleled quality and is ideal for use in both secured and unsecured areas. 12RU and 22in deep. Fully welded construction for strength. Patented Tool Free Quick-Mount system for center section mounting. Center section swing is reversible, and can be both key-locked and padlocked. Center section is keyed differently from optional front door for added security. Optimized for passive thermal management. Standard front adjustable 12-32 threaded rack rail.
Racks | Middle Atlantic | EWR-12-22SD | 12SP/22D ECONO WALLRACK,BLACK,DOOR | 1043 | 938.7 | [8 empty] | 656747057205 | N | 75.3 |  |  | https://assetserver.net/_assets/_prop65/shortform cancerandreprod_midat.jpg | US-United States | Mounts & Racks | Racks |  |  | 0 | Features: Lockable | Features: Cable Management | Features: Front Door | Form Factor: Wall Mountable | Color Family: Black | 30.000 x 25.500 x 27.000 | An economical solution for smaller systems, this pivoting, sectional wall cabinet provides unparalleled quality and is ideal for use in both secured and unsecured areas. 12RU and 22in deep. Fully welded construction for strength. Patented Tool Free Quick-Mount system for center section mounting. Center section swing is reversible, and can be both key-locked and padlocked. Center section is keyed differently from optional front door for added security. Optimized for passive thermal management. Fully assembled with solid front door. Standard front adjustable 10-32 threaded rack rail.
Racks | Middle Atlantic | EWR-16-17 | 16SP/17D ECONO WALLRACK BLACK | 956 | 860.4 | 1 | 1 | [6 empty] | 656747057212 | N | 75 |  |  | https://assetserver.net/_assets/_prop65/shortform cancerandreprod_midat.jpg | US-United States | Mounts & Racks | Racks |  |  | 0 | Form Factor: Wall Mountable | Product Color: Black | Product Material: Steel | Maximum Weight Capacity: 150 lb | Height: 35" | 19.000 x 24.000 x 35.000
Racks | Middle Atlantic | EWR-16-17SD | 16SP/17D ECONO WALLRACK,BLACK,DR | 1165 | 1048.5 | [8 empty] | 656747057229 | Y | 85 |  |  | https://assetserver.net/_assets/_prop65/shortform cancerandreprod_midat.jpg | US-United States | Mounts & Racks | Racks |  |  | 0 | Features: Cable Management | Features: Lockable | Features: Removable Door | Form Factor: Wall Mountable | Color Family: Black | 24.000 x 18.000 x 33.000 | EWR-16-17SD</b> <br />An economical solution for smaller systems, this pivoting, sectional wall cabinet provides unparalleled quality at an aggressive price and is ideal for use in both secured and unsecured areas.
Racks | Middle Atlantic | EWR-16-22 | 16SP/22D ECONO WALLRACK,BLACK | 1102 | 991.8 | [8 empty] | 656747057236 | N | 85 |  |  | https://assetserver.net/_assets/_prop65/shortform cancerandreprod_midat.jpg | US-United States | Mounts & Racks | Racks |  |  | 0 | Form Factor: Wall Mountable | Color Family: Black | Product Color: Black | Product Material: Steel | Maximum Weight Capacity: 150 lb | 27.000 x 24.000 x 40.000 | An economical solution for smaller systems, this pivoting, sectional wall cabinet provides unparalleled quality and is ideal for use in both secured and unsecured areas. 16RU and 22in deep. Fully welded construction for strength. Patented Tool Free Quick-Mount system for center section mounting. Center section swing is reversible, and can be both key-locked and padlocked. Center section is keyed differently from optional front door for added security. Optimized for passive thermal management. Standard front adjustable 16-32 threaded rack rail.
Racks | Middle Atlantic | EWR-16-22SD | 16SP/22D ECONO WALLRACK,BLACK,DOOR | 1307 | 1176.3 | [8 empty] | 656747057243 | N | 94 |  |  | https://assetserver.net/_assets/_prop65/shortform cancerandreprod_midat.jpg | US-United States | Mounts & Racks | Racks |  |  | 0 | Form Factor: Wall Mountable | Product Color: Black | Product Material: Steel | Height: 35" | Depth: 22" | 25.000 x 24.000 x 36.000 | An economical solution for smaller systems, this pivoting, sectional wall cabinet provides unparalleled quality and is ideal for use in both secured and unsecured areas. 16RU and 22in deep. Fully welded construction for strength. Patented Tool Free Quick-Mount system for center section mounting. Center section swing is reversible, and can be both key-locked and padlocked. Center section is keyed differently from optional front door for added security. Optimized for passive thermal management. Fully assembled with solid front door. Standard front adjustable 10-32 threaded rack rail.
Racks | Middle Atlantic | EWR-8-17 | 8SP/17D ECONO WALLRACK,BLACK | 613 | 551.7 | [8 empty] | 656747057250 | Y | 55 |  |  | https://assetserver.net/_assets/_prop65/shortform cancerandreprod_midat.jpg | US-United States | Mounts & Racks | Racks |  |  | 0 | Form Factor: Wall Mountable | Product Color: Black Powder Coat | Product Material: Steel | Maximum Weight Capacity: 150 lb | Height: 21" | 30.000 x 24.000 x 22.000 | EWR-8-17</b> <br />An economical solution for smaller systems, this pivoting, sectional wall cabinet provides unparalleled quality at an aggressive price and is ideal for use in both secured and unsecured areas.
Racks | Middle Atlantic | EWR-8-17SD | 8SP/17D ECONO WALLRACK,BLACK,DOOR | 703 | 632.7 | [8 empty] | 656747057267 | N | 63 |  |  | https://assetserver.net/_assets/_prop65/shortform cancerandreprod_midat.jpg | US | Mounts & Racks | Racks |  |  | 0 | Form Factor: Wall Mountable | Color Family: Black | Product Color: Black Powder Coat | Product Material: Steel | Maximum Weight Capacity: 150 lb | 31.000 x 25.000 x 23.000 | EWR-8-17SD </b><br />An economical solution for smaller systems, this pivoting, sectional wall cabinet provides unparalleled quality at an aggressive price and is ideal for use in both secured and unsecured areas.
Racks | Middle Atlantic | EWR-8-22 | 8SP/22D ECONO WALLRACK,BLACK | 684 | 615.6 | [8 empty] | 656747057274 | Y | 61 |  |  | https://assetserver.net/_assets/_prop65/shortform cancerandreprod_midat.jpg | US-United States | Mounts & Racks | Racks |  |  | 0 | Features: Key Lock | Features: Lockable | Form Factor: Wall Mountable | Color Family: Black | Product Color: Black | 30.000 x 25.000 x 24.000 | An economical solution for smaller systems, this pivoting, sectional wall mount rack provides unparalleled quality and is ideal for use in both secured and unsecured areas. 8RU and 22in deep wall mounted rack. Fully welded construction for strength. Patented Tool Free Quick-Mount system for center section mounting. Center section swing is reversible, and can be both key-locked and padlocked. Center section is keyed differently from optional front door for added security. Optimized for passive thermal management. Standard front adjustable 10-32 threaded rack rail.
Racks | Middle Atlantic | EWR-8-22SD | 8SP/22D ECONO WALLRACK,BLACK,DOOR | 820 | 738 | [8 empty] | 656747057281 | Y | 69 | https://assetserver.net/_assets/middle atlantic/1000/ewr822sd.jpg |  | https://assetserver.net/_assets/_prop65/shortform cancerandreprod_midat.jpg | US-United States | Mounts & Racks | Racks |  |  | 0 | Patented Tool Free Quick-Mount™; system for center section mounting | Center section swing is reversible, and can be both keylocked and padlocked | Center section is keyed differently from optional front door for security | Optimized for passive thermal management | Fully assembled with solid front door (SD models only) | 31.000 x 27.000 x 25.000 | An economical solution for smaller systems, this pivoting, sectional wall cabinet provides unparalleled quality at an aggressive price and is ideal for use in both secured and unsecured areas.
Racks | Middle Atlantic | EWR-ARB-17 | 17"DP EWR ADJ.RAIL BRACKET | 76 | 68.4 | [8 empty] | 656747066610 | Y | 1.5 |  |  | https://assetserver.net/_assets/_prop65/shortform cancerandreprod_midat.jpg | US-United States | Mounts & Racks | Racks |  |  | 0 | Compatibility: <p>EWR Series Racks</p> | Limited Warranty: Lifetime |  |  |  | 8.750 x 2.500 x 0.500
Racks | Middle Atlantic | EWR-ARB-22 | 22"DP EWR ADJ.RAIL BRACKET | 87 | 78.3 | [8 empty] | 656747066627 | Y | 2.3 |  |  | https://assetserver.net/_assets/_prop65/shortform cancerandreprod_midat.jpg | US-United States | Mounts & Racks | Racks |  |  | 0 | Product Color: Black | Compatibility: <p>EWR Series Racks</p> | Limited Warranty: Lifetime |  |  | 14.000 x 2.750 x 0.500
Racks | Middle Atlantic | FAN-119 | 119MM FAN 220V W/CORD | 111 | 99.9 | [8 empty] | 656747053924 | Y | 1.4 | https://assetserver.net/_assets/middle atlantic/1000/fan119.jpg |  | https://assetserver.net/_assets/_prop65/shortform cancerandreprod_midat.jpg | US-United States | Mounts & Racks | Racks |  |  | 0 | Number of Fans: 1 | Fan Bearing Type: Long Life Bearing | Fan Speed (Max): 2750 rpm | Maximum Airflow: 42796 gal/min | Maximum Fan Diameter: 4.69" | 5.000 x 6.000 x 2.000 | Smooth, ball-bearing design, 220 - 240VAC input; includes hardware, cord
Racks | Middle Atlantic | FAN-254 | 254MM FAN,220V,W/CORD | 395 | 355.5 | [8 empty] | 656747064425 | Y | 5 |  |  | https://assetserver.net/_assets/_prop65/shortform cancerandreprod_midat.jpg | US-United States | Mounts & Racks | Racks |  |  | 0 | 254mm fan rated at 15.6 m3/min at 49 dBA | Smooth, long life ball-bearing design for extra quiet operation | Includes hardware and cord | Input Voltage 230V | Fan Guards not included | 5.000 x 5.000 x 3.000 | <p>Featuring smooth, ball-bearing design, the 120V mount flush and comes in 10" model. Mounting hardware and cord included with each unit.</p>
Racks | Middle Atlantic | FAN2-DC-FC | (2) 4" DC FANS W/CONTROL | 389 | 350.1 | 19 | [5 empty] | 19 |  | 656747132391 | Y | 2.1 |  |  | https://assetserver.net/_assets/_prop65/shortform cancerandreprod_midat.jpg | US | Mounts & Racks | Racks |  |  | 0 | Number of Fans: 2 | Maximum Airflow: 1032.3 gal/min | Product Color: Black | Maximum Fan Diameter: 4" | Fan Height: 4.72" | 22.000 x 7.500 x 4.500 | Includes two fans, cord, hardware and controller; 115V input voltage
Racks | Middle Atlantic | FAN-6 | 6"FAN 220 CFM,CORD & HARDWARE | 192 | 172.8 | [8 empty] | 656747093517 | Y | 2.2 |  |  | https://assetserver.net/_assets/_prop65/shortform cancerandreprod_midat.jpg | US-United States | Mounts & Racks | Racks |  |  | 0 | Number of Fans: 1 | Fan Bearing Type: Ball Bearing | Fan Speed (Max): 2900 rpm | Maximum Airflow: 1645.7 gal/min | Product Color: Black | 8.000 x 8.000 x 8.000 | The Middle Atlantic FAN-6 is a 6" flush mount fan designed for efficient and quiet cooling in AV installations. Featuring a smooth, ball-bearing design, this fan ensures extra quiet operation, rated at 220 CFM with a noise level of just 49 dBA. Operating at 115V, the FAN-6 includes all necessary mounting hardware and a cord for easy installation. This fan is ideal for maintaining airflow in racks and enclosures, though fan guards are not included. Perfect for environments where both performance and low noise are critical.
Racks | Middle Atlantic | FANCORD-2X1 | 6FT,1 PLUG,2 FAN POWER CORD | 30 | 27 | [8 empty] | 656747094392 | Y | 0.2 |  |  | https://assetserver.net/_assets/_prop65/shortform cancerandreprod_midat.jpg | US | Mounts & Racks | Racks |  |  | 0 | Device Supported: Fan | Cord Length: 6 ft | Compatibility: 2 x Fan | Limited Warranty: 3 Year |  | 3.000 x 4.000 x 2.000
Racks | Middle Atlantic | FANCORD-3X1 | 6FT,1 PLUG,3 FAN POWER CORD | 36 | 32.4 | [8 empty] | 656747094385 | Y | 0.2 |  |  | https://assetserver.net/_assets/_prop65/shortform cancerandreprod_midat.jpg | US-United States | Mounts & Racks | Racks |  |  | 0 | Device Supported: Fan | Cord Length: 6 ft | Product Color: Black | Compatibility: <p>Enclosure Fans</p> | Limited Warranty: 3 Year | 3.000 x 4.000 x 2.000
Racks | Middle Atlantic | FANCORD-4X1 | 6FT,1 PLUG,4 FAN POWER CORD | 40 | 36 | [8 empty] | 656747094378 | Y | 0.2 |  |  | https://assetserver.net/_assets/_prop65/shortform cancerandreprod_midat.jpg | US-United States | Mounts & Racks | Racks |  |  | 0 | Device Supported: Fan | Cord Length: 6 ft | Compatibility: 4 x Fans | Limited Warranty: 3 Year |  | 3.000 x 4.000 x 2.000
Racks | Middle Atlantic | FANTOP-138DC | FAN TOP DC,2 FANS,QAR/MMR SERIES | 201 | 180.9 | [8 empty] | 656747235658 | Y | 3.6 |  |  | https://assetserver.net/_assets/_prop65/shortform cancerandreprod_midat.jpg | US-United States | Mounts & Racks | Racks |  |  | 0 | Number of Fans: 2 | Maximum Airflow: 1032.3 gal/min | Noise Levels (A-Weighted): 32 dB(A) | Product Color: Black | Maximum Fan Diameter: 4.50" | 16.250 x 6.250 x 2.562 | The Essex Fan Top attaches to the top of QAR and MMR Series racks and includes quiet, energy-efficient DC fans to remove heat. Designed for easy installation by sliding into place and tightening, two fan tops can be used for up to 276 CFM. They help ensure that installed AV systems run reliably and are finished with a professional touch.
Racks | Middle Atlantic | FC-2-215-1CA | FC-2-215-1C 2 FAN THERMO CTRL W/(2)15AMP OUT | 432 | 388.8 | [8 empty] | 656747190735 | Y | 4 |  |  | https://assetserver.net/_assets/_prop65/shortform cancerandreprod_midat.jpg | N/A | Mounts & Racks | Racks |  |  | 0 | Product Color: Black | Form Factor: Rack-mountable | Form Factor: Flat Surface | Height: 8.5" | Width: 4.1" | 24.000 x 4.500 x 4.000
Racks | Middle Atlantic | FC-4-1CA | FC-4-1C FAN CONTROL,STAND ALONE | 389 | 350.1 | [8 empty] | 656747190728 | Y | 3.4 |  |  | https://assetserver.net/_assets/_prop65/shortform cancerandreprod_midat.jpg | CN-China | Mounts & Racks | Racks |  |  | 0 | Product Color: Black | Form Factor: Rack-mountable | Form Factor: Flat Surface | Height: 8.4" | Width: 4" | 24.250 x 4.750 x 4.000 | <p>Proportional speed thermostatic fan control extends both equipment and fan life and reduces service calls by varying the fan speed of up to four fans based on temperature. The fan control includes 3 user selectable temperature ranges, a local on/off switch, status LEDs, and a temperature probe with a 5 ft. wire. This control is designed to work specifically with AC fans that are offered by Middle Atlantic Products, or other fans with similar specifications. Max fan load is 1.5 Amps at 120 volts.</p> <ul> <li>Mounts to rackrail brackets or any flat surface</li> <li>Has four controlled outlets for fans</li> <li>Proportional speed thermostatic control extends equipment and fan life</li> <li>Can control up to four fans based on the temperature in the enclosure</li> <li>Features three temperature ranges and proportional/full on switch</li> </ul>
Racks | Middle Atlantic | FC-4A | 8"MPR FAN CONTROL MODULE | 354 | 318.6 | [8 empty] | 656747190681 | Y | 0.7 |  |  | https://assetserver.net/_assets/_prop65/shortform cancerandreprod_midat.jpg | CN | Mounts & Racks | Racks |  |  | 0 | Product Color: Black | Height: 8" | Width: 2.5" | Depth: 0.5" | Application/Usage: Thermostat | 9.500 x 3.500 x 3.000 | <p>Proportional speed thermostatic fan control extends both equipment and fan life and reduces service calls by varying the fan speed of up to four fans based on temperature. The fan control includes 3 user selectable temperature ranges, a local on/off switch, status LEDs, and a temperature probe with a 5 ft. wire. This control is designed to work specifically with AC fans that are offered by Middle Atlantic Products, or other fans with similar specifications. Max fan load is 1 Amp at 120 volts.</p> <ul> <li>Mounts in MPR Series raceways</li> <li>Has four controlled outlets for fans</li> <li>Proportional speed thermostatic control extends equipment and fan life</li> <li>Can control up to four fans based on the temperature in the enclosure</li> <li>Features three temperature ranges and proportional/full on switch</li> </ul>
Racks | Middle Atlantic | FC-4-IEC | FAN CONTROL, STANDALONE,IEC | 337 | 303.3 | [8 empty] | 656747063787 | Y | 3.65 |  |  | https://assetserver.net/_assets/_prop65/shortform cancerandreprod_midat.jpg | CN-China | Mounts & Racks | Racks |  |  | 0 | Height: 8.7" | Width: 4" | Depth: 3.3" | Application/Usage: Thermostat | Environmentally Friendly: Yes | 9.000 x 4.000 x 4.000
Racks | Middle Atlantic | FC-DC | THERMOSTATIC CONTROLLER,ACCEPTS 4 DC FANS | 219 | 197.1 | [8 empty] | 656747235665 | Y | 0.73 |  |  | https://assetserver.net/_assets/_prop65/shortform cancerandreprod_midat.jpg | US-United States | Mounts & Racks | Racks |  |  | 0 | Height: 2.7" | Width: 4.4" | Depth: 1.5" | Application/Usage: Fan | Environmentally Friendly: Yes | 8.750 x 4.500 x 2.500 | The Essex Thermostatic Fan Control signals fans to operate when a temperature threshold is crossed. It is designed to be energy efficient and work with quiet DC fans. It ensures that installed AV systems run reliably and are finished with a professional touch.
Racks | Middle Atlantic | FD-10 | 10SP SOLID FRONTDR, UNIV.BLK | 222 | 199.8 | [8 empty] | 656747007095 | Y | 11.95 |  |  | https://assetserver.net/_assets/_prop65/shortform cancerandreprod_midat.jpg | US-United States | Mounts & Racks | Racks |  |  | 0 | Product Color: Black | Limited Warranty: Lifetime |  |  |  | 24.000 x 22.000 x 6.000 | Offered in lightly smoked plexiglass, fully vented, vented plexi, large perforated vented and solid configurations. Beveled corners provide a stylistically modern appearance, while hinging either left or right. Large perf door has 68% open area, regular perf vented doors have 22% open area. Black textured powder coat finish. Includes keylock.
Racks | Middle Atlantic | FD-12 | 12SP SOLID FRONTDR, UNIV.BLK | 250 | 225 | [8 empty] | 656747007118 | Y | 10 | https://assetserver.net/_assets/middle atlantic/1000/fd12.jpg |  | https://assetserver.net/_assets/_prop65/shortform cancerandreprod_midat.jpg | US | Mounts & Racks | Racks |  |  | 0 | [5 empty] | 27.000 x 22.000 x 6.000 | Offered in lightly smoked plexiglass, fully vented, vented plexi, large perforated vented and solid configurations. Beveled corners provide a stylistically modern appearance, while hinging either left or right. Large perf door has 64% open area, regular perf vented doors have 25% open area. Black textured powder coat finish. Includes keylock.
Racks | Middle Atlantic | FD-16 | 16SP SOLID FRONTDR, UNIV.BLK | 272 | 244.8 | [8 empty] | 656747007149 | Y | 16.4 | https://assetserver.net/_assets/middle atlantic/1000/fd16.jpg |  | https://assetserver.net/_assets/_prop65/shortform cancerandreprod_midat.jpg | US | Mounts & Racks | Racks |  |  | 0 | [5 empty] | 34.000 x 22.000 x 6.000 | Offered in lightly smoked plexiglass, fully vented, vented plexi, large perforated vented and solid configurations. Beveled corners provide a stylistically modern appearance, while hinging either left or right. Large perf door has 64% open area, regular perf vented doors have 25% open area. Black textured powder coat finish. Includes keylock.
Racks | Middle Atlantic | FD-24 | 24SP SOLID FRONTDR, UNIV.BLK | 370 | 333 | [8 empty] | 656747007200 | Y | 23 |  |  | https://assetserver.net/_assets/_prop65/shortform cancerandreprod_midat.jpg | US | Mounts & Racks | Racks |  |  | 0 | Product Color: Black | Limited Warranty: Lifetime |  |  |  | 22.000 x 47.000 x 5.000 | Offered in lightly smoked plexiglass, fully vented, vented plexi, large perforated vented and solid configurations. Beveled corners provide a stylistically modern appearance, while hinging either left or right. Large perf door has 68% open area, regular perf vented doors have 22% open area. Black textured powder coat finish.
Racks | Middle Atlantic | FD-27 | 27SP SOLID FRONTDR, UNIV.BLK | 432 | 388.8 | [8 empty] | 656747007224 | Y | 25.6 |  |  | https://assetserver.net/_assets/_prop65/shortform cancerandreprod_midat.jpg | US | Mounts & Racks | Racks |  |  | 0 | Product Color: Black | Limited Warranty: Lifetime |  |  |  | 58.000 x 22.000 x 6.000 | Offered in lightly smoked plexiglass, fully vented, vented plexi, large perforated vented and solid configurations. Beveled corners provide a stylistically modern appearance, while hinging either left or right. Large perf door has 68% open area, regular perf vented doors have 22% open area. Black textured powder coat finish. Includes keylock.
Racks | Middle Atlantic | FD28-24 | SOLID FRONT DOOR,28W/24SP,SR SERIES,BLACK | 415 | 373.5 | [8 empty] | 656747332920 | Y | 35 |  |  | https://assetserver.net/_assets/_prop65/shortform cancerandreprod_midat.jpg | US-United States | Mounts & Racks | Racks |  |  | 0 | Product Color: Black | Product Material: Metal | Compatible Rack Height: 24U | Width: 28" | Compatibility: 24 Space SR Series Racks | 60.000 x 27.500 x 3.500
Racks | Middle Atlantic | FD28-40 | SOLID FRONT DOOR,28W/40SP,SR SERIES,BLACK | 538 | 484.2 | [8 empty] | 656747332937 | Y | 33 |  |  | https://assetserver.net/_assets/_prop65/shortform cancerandreprod_midat.jpg | US-United States | Mounts & Racks | Racks |  |  | 0 | Product Color: Black | Product Material: Metal | Compatible Rack Height: 40U | Width: 28" | Compatibility: 40 Space SR Series Racks | 75.000 x 27.500 x 3.500
Racks | Middle Atlantic | FD28-46 | SOLID FRONT DOOR,28W/46SP,SR SERIES,BLACK | 595 | 535.5 | [8 empty] | 656747332944 | Y | 36 |  |  | https://assetserver.net/_assets/_prop65/shortform cancerandreprod_midat.jpg | US-United States | Mounts & Racks | Racks |  |  | 0 | Product Color: Black | Product Material: Metal | Compatible Rack Height: 46U | Width: 28" | Compatibility: 46 Space SR Series Racks | 77.000 x 27.500 x 3.500
Racks | Middle Atlantic | FD-35 | 35SP SOLID FRONTDR, UNIV.BLK | 449 | 404.1 | [8 empty] | 656747007248 | Y | 42 | https://assetserver.net/_assets/middle atlantic/1000/fd35.jpg |  | https://assetserver.net/_assets/_prop65/shortform cancerandreprod_midat.jpg | US | Mounts & Racks | Racks |  |  | 0 | [5 empty] | 64.000 x 22.000 x 6.000 | Offered in lightly smoked plexiglass, fully vented, vented plexi, large perforated vented and solid configurations. Beveled corners provide a stylistically modern appearance, while hinging either left or right. Large perf door has 64% open area, regular perf vented doors have 25% open area. Black textured powder coat finish. Includes keylock.
Racks | Middle Atlantic | FD-37 | 37SP SOLID FRONTDR, UNIV.BLK | 462 | 415.8 | [8 empty] | 656747007262 | Y | 44 | https://assetserver.net/_assets/middle atlantic/1000/fd37.jpg |  | https://assetserver.net/_assets/_prop65/shortform cancerandreprod_midat.jpg | US-United States | Mounts & Racks | Racks |  |  | 0 | [5 empty] | 24.000 x 67.000 x 5.000 | Offered in lightly smoked plexiglass, fully vented, vented plexi, large perforated vented and solid configurations. Beveled corners provide a stylistically modern appearance, while hinging either left or right. Large perf door has 64% open area, regular perf vented doors have 25% open area. Black textured powder coat finish. Includes keylock.
Racks | Middle Atlantic | FD-40 | 40SP SOLID FRONTDR, UNIV.BLK | 475 | 427.5 | [8 empty] | 656747007286 | Y | 40 |  |  | https://assetserver.net/_assets/_prop65/shortform cancerandreprod_midat.jpg | MX | Mounts & Racks | Racks |  |  | 0 | Limited Warranty: Lifetime |  |  |  |  | 21.000 x 5.000 x 72.000
Racks | Middle Atlantic | FD-42 | 42SP SOLID FRONT DOOR,UNIV | 464 | 417.6 | [8 empty] | 656747099922 | Y | 40 | https://assetserver.net/_assets/middle atlantic/1000/fd42.jpg |  | https://assetserver.net/_assets/_prop65/shortform cancerandreprod_midat.jpg | US-United States | Mounts & Racks | Racks |  |  | 0 | Product Color: Black | Product Material: Steel | Compatible Rack Height: 42U | Compatibility: <b>Middle Atlantic Racks:</b><br><ul><li>WRK</li><li>MRK</li><li>VRK</li><li>VMRK</li><li>ERK</li><li>DWR</li></ul> | Limited Warranty: Lifetime | 22.000 x 5.000 x 75.000 | Offered in solid configurations. Beveled corners provide a stylish modern appearance while hinging either left or right. Black textured powder coat finish. Includes keylock.
Racks | Middle Atlantic | FD-45 | 45SP SOLID FRONT DOOR,UNIV | 489 | 440.1 | [8 empty] | 656747099939 | Y | 52 | https://assetserver.net/_assets/middle atlantic/1000/fd45.jpg |  | https://assetserver.net/_assets/_prop65/shortform cancerandreprod_midat.jpg | US-United States | Mounts & Racks | Racks |  |  | 0 | Product Color: Black | Product Material: Steel | Compatible Rack Height: 45U | Compatibility: <b>Middle Atlantic Series Racks:</b><br><ul><li>WRK</li><li>MRK</li><li>VRK</li><li>VMRK</li><li>ERK</li><li>DWR</li></ul> | Limited Warranty: Lifetime | 83.000 x 22.000 x 3.500 | Offered in lightly smoked plexiglass, fully vented, vented plexi, large perforated vented and solid configurations. Beveled corners provide a stylistically modern appearance, while hinging either left or right. Large perf door has 64% open area, regular perf vented doors have 25% open area. Black textured powder coat finish. Includes keylock.
Racks | Middle Atlantic | FD-46 | 46SP SOLID FRONT DOOR | 528 | 475.2 | [8 empty] | 656747068843 | Y | 54 | https://assetserver.net/_assets/middle atlantic/1000/fd46.jpg |  | https://assetserver.net/_assets/_prop65/shortform cancerandreprod_midat.jpg | MX | Mounts & Racks | Racks |  |  | 0 | [5 empty] | 22.000 x 4.000 x 85.000 | Offered in lightly smoked plexiglass, fully vented, vented plexi, large perforated vented and solid configurations. Beveled corners provide a stylistically modern appearance, while hinging either left or right. Large perf door has 64% open area, regular perf vented doors have 25% open area. Black textured powder coat finish. Includes keylock.
Racks | Middle Atlantic | FD-54 | SOLID FRONT DOOR FITS VMRK-54 | 565 | 508.5 | [8 empty] | 656747030321 | Y | 56 | https://assetserver.net/_assets/middle atlantic/1000/fd54.jpg |  | https://assetserver.net/_assets/_prop65/shortform cancerandreprod_midat.jpg | US-United States | Mounts & Racks | Racks |  |  | 0 | [5 empty] | 22.000 x 4.000 x 99.000 | Offered in lightly smoked plexiglass, fully vented, vented plexi, large perforated vented and solid configurations. Beveled corners provide a stylistically modern appearance, while hinging either left or right. Large perf door has 64% open area, regular perf vented doors have 25% open area. Black textured powder coat finish. Includes keylock.
Racks | Middle Atlantic | FD-8 | 8SP SOLID FRONT DOOR(EWR),BLACK | 177 | 159.3 | [8 empty] | 656747059179 | Y | 10.05 | https://assetserver.net/_assets/middle atlantic/1000/fd8.jpg |  | https://assetserver.net/_assets/_prop65/shortform cancerandreprod_midat.jpg | US-United States | Mounts & Racks | Racks |  |  | 0 | [5 empty] | 22.000 x 19.000 x 6.000 | Offered in lightly smoked plexiglass, fully vented, vented plexi, large perforated vented and solid configurations. Beveled corners provide a stylistically modern appearance, while hinging either left or right. Large perf door has 64% open area, regular perf vented doors have 25% open area. Black textured powder coat finish. Includes keylock.
Racks | Middle Atlantic | FD-WMRK-24 | 24SP SOLID FRONT DR W/SWING HANDLE,WMRK,BLACK | 473 | 425.7 | [8 empty] | 656747188664 | Y | 22.8 |  |  | https://assetserver.net/_assets/_prop65/shortform cancerandreprod_midat.jpg | US-United States | Mounts & Racks | Racks |  |  | 0 | Solid front door includes keylock | Can be installed to hinge right or left | Black textured powder coat finish |  |  | 45.500 x 22.000 x 5.000
Racks | Middle Atlantic | FD-WMRK-42 | 42SP SOLID FRON DR W/SWING HANDLE,WMRK,BLACK | 587 | 528.3 | [8 empty] | 656747188657 | Y | 29 |  |  | https://assetserver.net/_assets/_prop65/shortform cancerandreprod_midat.jpg | US-United States | Mounts & Racks | Racks |  |  | 0 | Application/Usage: Equipment Rack | Features: Key Lock | Form Factor: Rack-mountable | Product Color: Black Textured Powder Coat | Product Material: Steel | 83.000 x 22.000 x 4.000
Racks | Middle Atlantic | FD-WMRK-42LH | 42SP SOLID FRONT DR LESS HANDLE,WMRK,BLACK | 587 | 528.3 | [8 empty] | 656747188879 | Y | 28 |  |  | https://assetserver.net/_assets/_prop65/shortform cancerandreprod_midat.jpg | US-United States | Mounts & Racks | Racks |  |  | 0 | Solid front door | Supplied without handle; allows use of customer supplied electronic handles | 25mm x 150mm opening is compatible with most popular handle models | Can be installed to hinge right or left | Black textured powder coat finish | 83.000 x 22.000 x 4.000 | <p>Steel construction, black finish, hinges right or left, without handle</p>
Racks | Middle Atlantic | FD-WMRK-45 | 45SP SOLID FRON DR W/SWING HANDLE,WMRK,BLACK | 616 | 554.4 | [8 empty] | 656747188640 | Y | 32 |  |  | https://assetserver.net/_assets/_prop65/shortform cancerandreprod_midat.jpg | US-United States | Mounts & Racks | Racks |  |  | 0 | Solid front door includes keylock | Can be installed to hinge right or left | Black textured powder coat finish |  |  | 86.000 x 22.000 x 4.000
Racks | Middle Atlantic | FD-WMRK-45LH | 45SP SOLID FRONT DR LESS HANDLE,WMRK,BLACK | 616 | 554.4 | [8 empty] | 656747188862 | Y | 31 |  |  | https://assetserver.net/_assets/_prop65/shortform cancerandreprod_midat.jpg | US-United States | Mounts & Racks | Racks |  |  | 0 | Solid front door | Supplied without handle; allows use of customer supplied electronic handles | 25mm x 150mm opening is compatible with most popular handle models | Can be installed to hinge right or left | Black textured powder coat finish | 86.000 x 22.000 x 4.000 | <p>Steel construction, black finish, hinges right or left, without handle</p>
Racks | Middle Atlantic | FEB3-CP6 | 6PC. FEB3 CONTRACT PACK | 136 | 122.4 | [8 empty] | 656747033292 | Y | 12.6 |  |  | https://assetserver.net/_assets/_prop65/shortform cancerandreprod_midat.jpg | US | Mounts & Racks | Racks |  |  | 0 | Product Color: Black | Product Material: Steel | Compatible Rack Height: 3U | Limited Warranty: Lifetime |  | 23.000 x 7.000 x 8.000 | These convenient contractor panel packs provide a cost-effective and space-efficient means for installers to stock the panels they most frequently use. Our most popular blank and vented rack panels are available in 1 through 4 space sizes pre-packaged in quantities of 6 and 12 depending on panel size. Designed for convenient access, these contractor panel pack boxes feature a tear-off panel that allows easy access to individual poly-bagged panels and are designed to stack on warehouse shelving.
Racks | Middle Atlantic | FI-2 | FOAM INSERT 2 SPACE | 72 | 64.8 | [8 empty] | 656747082672 | Y | 0.8 |  |  | https://assetserver.net/_assets/_prop65/shortform cancerandreprod_midat.jpg | US-United States | Mounts & Racks | Racks |  |  | 0 | Product Material: Foam | Form Factor: Rack-mountable | Height: 2.6" | Width: 16" | Depth: 14.5" | 3.400 x 19.000 x 3.500 | <p>Customizable foam inserts can be modified to hold any accessory tightly in place. Protects sensitive equipment and tools from shifting or becoming damaged when drawers are opened and closed. Fits any Middle Atlantic Products drawer.</p> <ul> <li>Customizable foam inserts protect and hold accessories in place</li> <li>Fits any 2 space Middle Atlantic Products drawer style</li> </ul>
Racks | Middle Atlantic | FI-3 | FOAM INSERT 3 SPACE | 78 | 70.2 | 4 | [6 empty] | 4 | 656747082689 | N | 1 |  |  | https://assetserver.net/_assets/_prop65/shortform cancerandreprod_midat.jpg | US-United States | Mounts & Racks | Racks |  |  | 0 | Product Material: Foam | Environmentally Friendly: Yes | Environmental Certification: GREENGUARD |  |  | 16.000 x 15.000 x 4.000 | <p><b>FEATURES &amp; BENEFITS</b></p> <p>Customizable foam inserts can be modified to hold any accessory tightly in place. Protects sensitive equipment and tools from shifting or becoming damaged when drawers are opened and closed. Fits any Middle Atlantic Products drawer.</p> <ul> <li>Customizable foam inserts protect and hold accessories in place</li> <li>Fits any 3 space Middle Atlantic Products drawer style</li> </ul>
Racks | Middle Atlantic | FI-4 | FOAM INSERT 4 SPACE | 99 | 89.1 | [8 empty] | 656747082696 | Y | 1 |  |  | https://assetserver.net/_assets/_prop65/shortform cancerandreprod_midat.jpg | US | Mounts & Racks | Racks |  |  | 0 | Product Material: Foam | Environmentally Friendly: Yes | Environmental Certification: GREENGUARD |  |  | 16.000 x 14.500 x 6.250 | <p><b>FEATURES &amp; BENEFITS</b></p> <p>Customizable foam inserts can be modified to hold any accessory tightly in place. Protects sensitive equipment and tools from shifting or becoming damaged when drawers are opened and closed. Fits any Middle Atlantic Products drawer.</p> <ul> <li>Customizable foam inserts protect and hold accessories in place</li> <li>Fits any 4 space Middle Atlantic Products drawer style</li> </ul>
Racks | Middle Atlantic | FILTER | 3SP FILTER KIT | 80 | 72 | [8 empty] | 656747007507 | Y | 1.1 |  |  | https://assetserver.net/_assets/_prop65/shortform cancerandreprod_midat.jpg | US-United States | Mounts & Racks | Racks |  |  | 0 | Features: Washable | Product Color: Black | Product Material: Steel | Height: 5.3" | Width: 19" | 19.000 x 5.250 x 1.250 | <p>The three space filter is housed in 18-gauge perforated steel. Mounts in enclosures for use as a filtered vent panel.</p><ul><li> Filter is 1" thick and washable</li><li> Washable filter slows contaminant entry in uncontrolled environments</li><li> Filter is 1" thick, held in perforated steel panel</li><li> Can be used as a filtered vent panel, or mounted directly over fans</li><li> Occupies 3 spaces</li></ul>
Racks | Middle Atlantic | FK2 | 2 SP UCP FRAME KIT | 74 | 66.6 | [8 empty] | 656747007538 | Y | 0.6 |  |  | https://assetserver.net/_assets/_prop65/shortform cancerandreprod_midat.jpg | US-United States | Mounts & Racks | Racks |  |  | 0 | Two space frame holds 5 UCP modules | Visible parts have a black brushed and anodized finish | Strong aluminum construction | Includes fasteners to mount modules |  | 19.000 x 1.250 x 1.250 | <p>Bolt modules to them in any combination.</p>
Racks | Middle Atlantic | FK4 | 4SP UCP FRAME KIT | 131 | 117.9 | [8 empty] | 656747007545 | Y | 1.2 |  |  | https://assetserver.net/_assets/_prop65/shortform cancerandreprod_midat.jpg | US-United States | Mounts & Racks | Racks |  |  | 0 | Four space frame holds 10 UCP modules | Visible parts have a black brushed and anodized finish | Strong aluminum construction | Includes fasteners to mount modules |  | 19.000 x 1.250 x 1.250 | <p>Bolt modules to them in any combination; holds 10 modules in two rows</p>
Racks | Middle Atlantic | FMT-24E0M | FORUM,TURRET,24W,E0,MAGNESIUM | 752 | 676.8 | [8 empty] | 656747404429 | Y | 15.2 |  |  |  | US | Mounts & Racks | Racks |  |  | 0 | [5 empty] | 26.500 x 14.800 x 11.800
Racks | Middle Atlantic | FP1 | ANOD FAN PANEL FOR 1 FAN | 80 | 72 | [8 empty] | 656747027697 | Y | 0.6 | https://assetserver.net/_assets/middle atlantic/1000/fp1.jpg |  | https://assetserver.net/_assets/_prop65/shortform cancerandreprod_midat.jpg | US-United States | Mounts & Racks | Racks |  |  | 0 | Product Color: Black | Product Material: Steel | Height: 5.3" | Limited Warranty: Lifetime |  | 19.000 x 5.250 x 0.500 | Our fan panels fit all 4 1/2-inch fans. 3 rack spaces (5 1/4-inch) high, they are made from 16-gauge flanged aluminum. Offered in a textured black powder coat, or brushed and black anodized finish.
Racks | Middle Atlantic | FP2 | ANOD FAN PANEL FOR 2 FANS | 84 | 75.6 | [8 empty] | 656747007620 | Y | 0.6 |  |  | https://assetserver.net/_assets/_prop65/shortform cancerandreprod_midat.jpg | US-United States | Mounts & Racks | Racks |  |  | 0 | Product Color: Brushed Black | Product Material: Anodized Aluminum | Compatible Rack Height: 3U | Height: 5.3" | Width: 19" | 19.000 x 5.250 x 0.500 | <p>Fan panels accommodate all standard 4-1/2" fans. 3 rackspaces (5-1/4") high, they are made from 16-gauge flanged aluminum. Offered in a black brushed and anodized finish.</p> <ul> <li>Fan panel holds two 4-1/2" fans in three rackspaces</li> <li>Aluminum flanged construction</li> <li>Black brushed and anodized finish</li> </ul>
Racks | Middle Atlantic | FP3 | ANOD FAN PANEL FOR 3 FANS | 88 | 79.2 | [8 empty] | 656747007637 | Y | 0.5 |  |  | https://assetserver.net/_assets/_prop65/shortform cancerandreprod_midat.jpg | US-United States | Mounts & Racks | Racks |  |  | 0 | Device Supported: Rack | Product Color: Brushed Black | Product Material: Aluminum | Compatible Rack Height: 3U | Height: 5.3" | 19.000 x 5.250 x 0.500 | <p>Fan panels accommodate all standard 4-1/2" fans. 3 rackspaces (5-1/4") high, they are made from 16-gauge flanged aluminum. Offered in a black brushed and anodized finish.</p> <ul> <li>Fan panel holds three 4-1/2" fans in three rackspaces</li> <li>Aluminum flanged construction</li> <li>Black brushed and anodized finish</li> </ul>
Racks | Middle Atlantic | FTA-3 | ADJUSTABLE FANTRAY,3 FAN | 618 | 556.2 | [8 empty] | 656747130052 | Y | 13.6 |  |  | https://assetserver.net/_assets/_prop65/shortform cancerandreprod_midat.jpg | US | Mounts & Racks | Racks |  |  | 0 | Number of Fans: 3 | Maximum Air Flow: 207 CFM | Product Color: Black | Compatible Rack Height: 1U | Height: 1.8" | 21.000 x 20.800 x 4.800 | <p>Locate fans directly above vents on hot equipment to get the hot air moving.</p><p>Innovative sliding rail system allows positioning of the tray at the front of the rack or towards the rear to match equipment vent locations. Can also be mounted front-to-back if desired to better match vents.</p><ul><li>Uses from 3 to 8 quiet 4" DC fans (69CFM per fan)</li><li>8 fan mounting positions let you locate fans exactly where needed</li><li>Energy saving thermostatic control for automatic on/off when needed</li><li>Powered by a single cord</li><li>Uses only one rackspace</li><li>Adjustable mounting range of 18" to 32"</li><li>Thermostatically Controlled fans turn on when the temperature reaches 87&deg; F/30&deg; C, and turn off at 85&deg; F/29&deg; C</li></ul>
Racks | Middle Atlantic | FTA-6 | ADJUSTABLE FANTRAY,6 FAN | 779 | 701.1 | [8 empty] | 656747130069 | Y | 14.5 |  |  | https://assetserver.net/_assets/_prop65/shortform cancerandreprod_midat.jpg | US | Mounts & Racks | Racks |  |  | 0 | Number of Fans: 6 | Maximum Air Flow: 414 CFM | Product Color: Black | Compatible Rack Height: 1U | Height: 1.8" | 21.000 x 20.800 x 4.800 | <p>Locate fans directly above vents on hot equipment to get the hot air moving.</p><p>Innovative sliding rail system allows positioning of the tray at the front of the rack or towards the rear to match equipment vent locations. Can also be mounted front-to-back if desired to better match vents.</p><ul><li>Uses from 3 to 8 quiet 4" DC fans (69CFM per fan)</li><li>8 fan mounting positions let you locate fans exactly where needed</li><li>Energy saving thermostatic control for automatic on/off when needed</li><li>Powered by a single cord</li><li>Uses only one rackspace</li><li>Adjustable mounting range of 18" to 32"</li><li>Thermostatically Controlled fans turn on when the temperature reaches 87&deg; F/30&deg; C, and turn off at 85&deg; F/29&deg; C</li></ul>
Racks | Middle Atlantic | FT-FAN | (1)4"DC FAN KIT,FTA | 100 | 90 | [8 empty] | 656747130076 | Y | 0.7 |  |  | https://assetserver.net/_assets/_prop65/shortform cancerandreprod_midat.jpg | US-United States | Mounts & Racks | Racks |  |  | 0 | Additional 69 CFM fan for FTA Series fan trays | Attaches to fan tray wiring harness |  |  |  | 5.500 x 5.300 x 1.400
Racks | Middle Atlantic | FWD-DWR-RR40 | Forward Rack Rail for DWR and SR, 40RU | 220 | 198 | [8 empty] | 656747389696 | Y | 5 | https://assetserver.net/_assets/middle atlantic/1000/fwddwrrr40.jpg |  | https://assetserver.net/_assets/_prop65/ca prop 65 short form label.jpg | US | Mounts & Racks | Racks |  |  | 0 | A pair of 40RU Forward Rackrail unleashes your inner speed demon | Includes a square hole that unlocks the ability for all of our Forward panels, vents and cable management to be clicked in without using ANY rack screws! | The inside of the rail provides cable management lacing so you can easily run all your interconnections in the rack without having to improvise tie off points. | Compatible with tool-free Forward cable management accessories for an even faster cable routing experience! |  | 45.500 x 22.000 x 5.000 | Rear rackrail kit for the DWR and SR Series Wall Racks.
Racks | Middle Atlantic | FWS | FIXED WRITING SHELF | 219 | 197.1 | [8 empty] | 656747007811 | Y | 13.85 |  |  | https://assetserver.net/_assets/_prop65/shortform cancerandreprod_midat.jpg | US-United States | Mounts & Racks | Racks |  |  | 0 | Form Factor: Rack-mountable | Product Color: Black | Product Material: Medium Density Fiberboard (MDF) | Product Material: Laminate | Rack Height: 2U | 24.000 x 21.000 x 5.000 | The FWS fixed writing/computer keyboard shelf bolts quickly to any 19-inch rack to create an ideal workspace. With an attractive, black laminate top made from 3/4-inch furniture-grade MDF board, it occupies 2 rackspaces and comes complete with special rail-mounting hardware.
Racks | Middle Atlantic | GANG-10 | GANGING HARDWARE FOR 10 RACKS | 74 | 66.6 | [8 empty] | 656747027093 | Y | 2 |  |  | https://assetserver.net/_assets/_prop65/shortform cancerandreprod_midat.jpg | US | Mounts & Racks | Racks |  |  | 0 | Fastener Type: Rack Nut | Maximum Fractional Diameter: 0.31" | Limited Warranty: Lifetime |  |  | 6.000 x 5.000 x 2.000 | Time-saving ganging hardware provides easy field alignment and joining of our multi-bay enclosures. Available hardware includes drift pins, 1/2-inch magnetized sockets and enough 5/16-inch flange nuts and bolts to gang up to 10 racks. GANG-10T includes bolts only (nuts not required). GANG-10T and TDRIFT are for the BGR series only.
Racks | Middle Atlantic | GANG-10T | THREADED RACK GANGING HARDWARE FOR 10 RACKS | 1590 | 1431 | [8 empty] | 065674714788 | Y | 2.3 |  |  | https://assetserver.net/_assets/_prop65/shortform cancerandreprod_midat.jpg | CN | Mounts & Racks | Racks |  |  | 0 | Fastener Type: Bolt |  |  |  |  | 6.000 x 5.000 x 2.000
Racks | Middle Atlantic | GANGLE-1-36 | 1 BAY GRK FLOOR ANGLES(PR) 36DP | 271 | 243.9 | [8 empty] | 656747073212 | Y | 10 |  |  | https://assetserver.net/_assets/_prop65/shortform cancerandreprod_midat.jpg | US-United States | Mounts & Racks | Racks |  |  | 0 | Form Factor: Floor Standing | Product Color: Black Powder Coat | Product Material: Steel | Height: 12" | Environmentally Friendly: Yes
Racks | Middle Atlantic | GANGLE-1-42 | 1 BAY FLOOR ANGLES FOR 42"DP GRK | 276 | 248.4 | [8 empty] | 656747266645 | Y | 13.1 |  |  | https://assetserver.net/_assets/_prop65/shortform cancerandreprod_midat.jpg | US-United States | Mounts & Racks | Racks |  |  | 0 | Form Factor: Floor Standing | Product Color: Black Powder Coat | Product Material: Steel | Height: 12" | Environmentally Friendly: Yes | 96.000 x 3.000 x 3.000
Racks | Middle Atlantic | GANGLE-2-24 | 2 BAY GRK FLOOR ANGLES 24DP | 247 | 222.3 | [8 empty] | 656747075544 | Y | 17 |  |  | https://assetserver.net/_assets/_prop65/shortform cancerandreprod_midat.jpg | US-United States | Mounts & Racks | Racks |  |  | 0 | Product Color: Black Powder Coat | Product Material: Steel | Depth: 24" | Environmentally Friendly: Yes | Environmental Certification: GREENGUARD
Racks | Middle Atlantic | GANGLE-2-30 | 2 BAY GRK FLOOR ANGLES 30DP | 247 | 222.3 | [8 empty] | 656747075483 | Y | 18 |  |  | https://assetserver.net/_assets/_prop65/shortform cancerandreprod_midat.jpg | US-United States | Mounts & Racks | Racks |  |  | 0 | Form Factor: Floor Standing | Product Color: Black Powder Coat | Product Material: Steel | Height: 12" | Environmentally Friendly: Yes
Racks | Middle Atlantic | GANGLE-2-36 | 2 BAY GRK FLOOR ANGLES 36DP | 294 | 264.6 | [8 empty] | 656747075377 | Y | 18 |  |  | https://assetserver.net/_assets/_prop65/shortform cancerandreprod_midat.jpg | US-United States | Mounts & Racks | Racks |  |  | 0 | Form Factor: Floor Standing | Product Color: Black Powder Coat | Product Material: Steel | Height: 12" | Environmentally Friendly: Yes
Racks | Middle Atlantic | GANGLE-3-36 | 3 BAY GRK FLOOR ANGLES(PR)36DP | 327 | 294.3 | [8 empty] | 656747072185 | Y | 27 |  |  | https://assetserver.net/_assets/_prop65/shortform cancerandreprod_midat.jpg | US-United States | Mounts & Racks | Racks |  |  | 0 | Form Factor: Floor Standing | Product Color: Black Powder Coat | Product Material: Steel | Height: 12" | Environmentally Friendly: Yes
Racks | Middle Atlantic | GANGLE-3-42 | 3 BAY FLOOR ANGLES FOR 42"DP GRK | 327 | 294.3 | [8 empty] | 656747266652 | Y | 21.83 |  |  | https://assetserver.net/_assets/_prop65/shortform cancerandreprod_midat.jpg | US-United States | Mounts & Racks | Racks |  |  | 0 | Form Factor: Floor Standing | Product Color: Black Powder Coat | Product Material: Steel | Height: 12" | Environmentally Friendly: Yes | 96.000 x 3.000 x 3.000
Racks | Middle Atlantic | GANGLE-4-36 | 4 BAY GRK FLOOR ANGLES(PR)36DP | 358 | 322.2 | [8 empty] | 656747072178 | Y | 35 |  |  | https://assetserver.net/_assets/_prop65/shortform cancerandreprod_midat.jpg | US-United States | Mounts & Racks | Racks |  |  | 0 | Form Factor: Floor Standing | Product Color: Black Powder Coat | Product Material: Steel | Height: 12" | Environmentally Friendly: Yes
Racks | Middle Atlantic | GANGLE-4-42 | 4 BAY FLOOR ANGLES FOR 42"DP GRK | 358 | 322.2 | [8 empty] | 656747266669 | Y | 26.2 |  |  | https://assetserver.net/_assets/_prop65/shortform cancerandreprod_midat.jpg | US-United States | Mounts & Racks | Racks |  |  | 0 | Form Factor: Floor Standing | Product Color: Black Powder Coat | Product Material: Steel | Height: 12" | Environmentally Friendly: Yes | 96.000 x 3.000 x 3.000
Racks | Middle Atlantic | GANGLE-5-36 | 5 BAY GRK FLOOR ANGLES 36DP | 395 | 355.5 | [8 empty] | 656747075520 | Y | 44 |  |  | https://assetserver.net/_assets/_prop65/shortform cancerandreprod_midat.jpg | US-United States | Mounts & Racks | Racks |  |  | 0 | Form Factor: Floor Standing | Product Color: Black Powder Coat | Product Material: Steel | Height: 12" | Environmentally Friendly: Yes
Racks | Middle Atlantic | GCC-40-30 | 40SP,30"D GRK CABLE CHASE | 381 | 342.9 | [8 empty] | 656747266539 | Y | 19.02 |  |  | https://assetserver.net/_assets/_prop65/shortform cancerandreprod_midat.jpg | US-United States | Mounts & Racks | Racks |  |  | 0 | Cable Manager Type: Cable Chase | Rack Height: 40U | Width: 4" | Depth: 30" | Compatibility: <b>GRK Series Racks</b><br /> <ul> <li>GRK-40-30LRD </li> <li>GRK-40-30HLRD</li> </ul> |  | <p>4" Wide Cable Chase Fits GRK-40-30LRD & GRK-40-30HLRD</p>
Racks | Middle Atlantic | GCC-40-36 | 40SP,36"D GRK CABLE CHASE | 401 | 360.9 | [8 empty] | 656747266546 | Y | 19.67 |  |  | https://assetserver.net/_assets/_prop65/shortform cancerandreprod_midat.jpg | US-United States | Mounts & Racks | Racks |  |  | 0 | Cable Manager Type: Cable Chase | Rack Height: 40U | Width: 4" | Depth: 36" | Compatibility: <b>GRK Series Racks</b><br /> <ul> <li>GRK-40-36LRD </li> <li>GRK-40-36HLRD</li> </ul> |  | <p>4" Wide Cable Chase Fits GRK-40-36LRD & GRK-40-36HLRD</p>
Racks | Middle Atlantic | GCC-40-42 | 40SP,42"D GRK CABLE CHASE | 411 | 369.9 | [8 empty] | 656747266553 | Y | 20.32 |  |  | https://assetserver.net/_assets/_prop65/shortform cancerandreprod_midat.jpg | US-United States | Mounts & Racks | Racks |  |  | 0 | Cable Manager Type: Cable Chase | Rack Height: 40U | Width: 4" | Depth: 42" | Compatibility: <ul> <li>GRK-40-42LRD </li> <li>GRK-40-42HLRD</li> </ul> |  | <p>4" Wide Cable Chase Fits GRK-40-42LRD & GRK-40-42HLRD</p>
Racks | Middle Atlantic | GCC-44-24 | 44SP,24"DP GRK CABLE CHASE | 403 | 362.7 | [8 empty] | 656747062797 | Y | 35 |  |  | https://assetserver.net/_assets/_prop65/shortform cancerandreprod_midat.jpg | US-United States | Mounts & Racks | Racks |  |  | 0 | Cable Manager Type: Cable Chase | Rack Height: 44U | Width: 4" | Depth: 24" | Compatibility: <b>GRK Series Racks</b><br /> <ul> <li>GRK-44-24LRD </li> <li>GRK-44-24HLRD</li> </ul> |  | <p>4" Wide Cable Chase Fits GRK-44-24LRD & GRK-44-24HLRD</p>
Racks | Middle Atlantic | GCC-44-30 | 44PS,30"DP GRK CABLE CHASE | 411 | 369.9 | [8 empty] | 656747062803 | Y | 35 |  |  | https://assetserver.net/_assets/_prop65/shortform cancerandreprod_midat.jpg | US-United States | Mounts & Racks | Racks |  |  | 0 | Cable Manager Type: Cable Chase | Rack Height: 44U | Width: 4" | Depth: 30" | Compatibility: <p><b>GRK Series Racks<br /></b></p> <ul> <li>GRK-44-30LRD </li> <li>GRK-44-30HLRD</li> </ul> |  | <p>4" Wide Cable Chase Fits GRK-44-30LRD & GRK-44-30HLRD</p>
Racks | Middle Atlantic | GCC-44-36 | 44SP,36"DP GRK CABLE CHASE | 428 | 385.2 | [8 empty] | 656747062810 | Y | 36 |  |  | https://assetserver.net/_assets/_prop65/shortform cancerandreprod_midat.jpg | US-United States | Mounts & Racks | Racks |  |  | 0 | Cable Manager Type: Cable Chase | Rack Height: 44U | Width: 4" | Depth: 36" | Compatibility: <b>GRK Series Racks</b><br /> <ul> <li>GRK-44-36LRD</li> <li>GRK-44-36HLRD</li> </ul> |  | <p>4" Wide Cable Chase Fits GRK-44-36LRD & GRK-44-36HLRD</p>
Racks | Middle Atlantic | GCC-44-42 | 44SP,42"D GRK CABLE CHASE | 450 | 405 | [8 empty] | 656747266492 | Y | 19.91 |  |  | https://assetserver.net/_assets/_prop65/shortform cancerandreprod_midat.jpg | US-United States | Mounts & Racks | Racks |  |  | 0 | Cable Manager Type: Cable Chase | Rack Height: 44U | Width: 4" | Depth: 42" | Compatibility: <ul> <li>GRK-44-42LRD</li> <li>GRK-44-42HLRD</li> </ul> |  | <p>4" Wide Cable Chase Fits GRK-44-42LRD & GRK-44-42HLRD</p>
Racks | Middle Atlantic | GCC-48-24 | 48SP,24"D GRK CABLE CHASE | 409 | 368.1 | [8 empty] | 656747266508 | Y | 21.44 |  |  | https://assetserver.net/_assets/_prop65/shortform cancerandreprod_midat.jpg | US-United States | Mounts & Racks | Racks |  |  | 0 | Cable Manager Type: Cable Chase | Rack Height: 48U | Width: 4" | Depth: 24" | Compatibility: <b>GRK Series Racks:</b><br /> <ul> <li>GRK-48-24LRD </li> <li>GRK-48-24HLRD</li> </ul> |  | <p>4" Wide Cable Chase Fits GRK-48-24LRD & GRK-48-24HLRD</p>
Racks | Middle Atlantic | GCC-48-36 | 48SP,36"DP GRK CABLE CHASE | 447 | 402.3 | [8 empty] | 656747062834 | Y | 39 |  |  | https://assetserver.net/_assets/_prop65/shortform cancerandreprod_midat.jpg | US-United States | Mounts & Racks | Racks |  |  | 0 | Cable Manager Type: Cable Chase | Rack Height: 48U | Width: 4" | Depth: 36" | Compatibility: <ul> <li>GRK-48-36LRD </li> <li>GRK-48-36HLRD</li> </ul> |  | <p>4" Wide Cable Chase Fits GRK-48-36LRD & GRK-48-36HLRD</p>
Racks | Middle Atlantic | GCC-48-42 | 48SP,42"D GRK CABLE CHASE | 451 | 405.9 | [8 empty] | 656747268533 | Y | 21.44 |  |  | https://assetserver.net/_assets/_prop65/shortform cancerandreprod_midat.jpg | US-United States | Mounts & Racks | Racks |  |  | 0 | Cable Manager Type: Cable Chase | Rack Height: 48U | Depth: 42" | Compatibility: <ul> <li>48 Space, 42" Deep GRK Racks</li> </ul> | Environmentally Friendly: Yes |  | <p>Cable Chase For 48 Space, 42" Deep GRK Racks</p>
Racks | Middle Atlantic | GCC-52-24 | 52SP,24"D GRK CABLE CHASE | 450 | 405 | [8 empty] | 656747266515 | Y | 22.92 |  |  | https://assetserver.net/_assets/_prop65/shortform cancerandreprod_midat.jpg | US-United States | Mounts & Racks | Racks |  |  | 0 | Cable Manager Type: Cable Chase | Rack Height: 52U | Width: 4" | Depth: 24" | Compatibility: <p><b>GRK Series Racks<br /></b></p> <ul> <li>GRK-52-24LRD</li> <li>GRK-52-24HLRD</li> </ul> |  | <p>4" Wide Cable Chase Fits GRK-52-24LRD & GRK-52-24HLRD</p>
Racks | Middle Atlantic | GCC-52-30 | 52SP,30"DP GRK CABLE CHASE | 469 | 422.1 | [8 empty] | 656747062841 | Y | 42 |  |  | https://assetserver.net/_assets/_prop65/shortform cancerandreprod_midat.jpg | US-United States | Mounts & Racks | Racks |  |  | 0 | Cable Manager Type: Cable Chase | Rack Height: 52U | Width: 4" | Depth: 30" | Compatibility: <ul> <li>GRK-52-30LRD </li> <li>GRK-52-30HLRD</li> </ul> |  | <p>4" Wide Cable Chase Fits GRK-52-30LRD & GRK-52-30HLRD</p>
Racks | Middle Atlantic | GCC-52-36 | 52SP,36"DP GRK CABLE CHASE | 480 | 432 | [8 empty] | 656747062858 | Y | 43 |  |  | https://assetserver.net/_assets/_prop65/shortform cancerandreprod_midat.jpg | US-United States | Mounts & Racks | Racks |  |  | 0 | Cable Manager Type: Cable Chase | Rack Height: 52U | Width: 4" | Depth: 36" | Compatibility: <b>GRK Series Racks</b><br /> <ul> <li>GRK-52-36LRD </li> <li>GRK-52-36HLRD</li> </ul> | 97.500 x 4.500 x 3.750 | <p>4" Wide Cable Chase Fits GRK-52-36LRD & GRK-52-36HLRD</p>
Racks | Middle Atlantic | GCC-52-42 | 52SP,42"D GRK CABLE CHASE | 522 | 469.8 | [8 empty] | 656747268540 | Y | 24.87 |  |  | https://assetserver.net/_assets/_prop65/shortform cancerandreprod_midat.jpg | US-United States | Mounts & Racks | Racks |  |  | 0 | Cable Manager Type: Cable Chase | Rack Height: 52U | Depth: 42" | Compatibility: 52 Space, 42" Deep GRK Racks | Environmentally Friendly: Yes |  | <p>Cable Chase For 52 Space, 42" Deep GRK Racks</p>
Racks | Middle Atlantic | GCFRD-48 | 48SP,CUPBOARD F/R GRK DOOR | 1074 | 966.6 | [8 empty] | 656747062698 | Y | 57 |  |  | https://assetserver.net/_assets/_prop65/shortform cancerandreprod_midat.jpg | US-United States | Mounts & Racks | Racks |  |  | 0 | Product Color: Black Powder Coat | Compatible Rack Height: 48U | Height: 85.2" | Compatibility: <p>GRK Series Racks<b> </b></p> |  | 88.000 x 11.500 x 4.500
Racks | Middle Atlantic | GCFRD-52 | 52SP,CUPBOARD F/R GRK DOOR | 1156 | 1040.4 | [8 empty] | 656747062704 | Y | 62 |  |  | https://assetserver.net/_assets/_prop65/shortform cancerandreprod_midat.jpg | US-United States | Mounts & Racks | Racks |  |  | 0 | Product Color: Black | Compatible Rack Height: 52U | Height: 92.2" | Compatibility: <p>GRK Series Racks<b> </b></p> |  | 95.000 x 11.500 x 4.500
Racks | Middle Atlantic | GCLVFRD-40 | 40SP LARGE PERF SPLIT F/R GRK DOOR | 1300 | 1170 | [8 empty] | 656747266430 | Y | 36 |  |  | https://assetserver.net/_assets/_prop65/shortform cancerandreprod_midat.jpg | US-United States | Mounts & Racks | Racks |  |  | 0 | Compatible Rack Height: 40U | Height: 71.2" | Compatibility: <p>GRK Series Racks<b> </b></p> |  |  | 73.500 x 20.500 x 6.000
Racks | Middle Atlantic | GCLVFRD-44 | 44SP LARGE PERF SPLIT F/R GRK DOOR | 1338 | 1204.2 | [8 empty] | 656747266447 | Y | 38 |  |  | https://assetserver.net/_assets/_prop65/shortform cancerandreprod_midat.jpg | US | Mounts & Racks | Racks |  |  | 0 | Compatible Rack Height: 44U | Height: 78.2" | Compatibility: <p>GRK Series Racks<b> </b></p> |  |  | 78.500 x 20.500 x 6.000
Racks | Middle Atlantic | GCLVFRD-48 | 48SP LARGE PERF SPLIT F/R GRK DOOR | 1379 | 1241.1 | 2 | 2 | [6 empty] | 656747266454 | Y | 40 |  |  | https://assetserver.net/_assets/_prop65/shortform cancerandreprod_midat.jpg | US | Mounts & Racks | Racks |  |  | 0 | Compatible Rack Height: 48U | Height: 85.2" | Compatibility: <p>GRK Series Racks<b> </b></p> |  |  | 82.500 x 20.500 x 6.000
Racks | Middle Atlantic | GCLVFRD-52 | 52SP LARGE PERF SPLIT F/R GRK DOOR | 1421 | 1278.9 | [8 empty] | 656747266461 | Y | 42 |  |  | https://assetserver.net/_assets/_prop65/shortform cancerandreprod_midat.jpg | US-United States | Mounts & Racks | Racks |  |  | 0 | Compatible Rack Height: 52U | Height: 92.2" | Compatibility: <p>GRK Series Racks<b> </b></p> |  |  | 87.500 x 20.500 x 6.000
Racks | Middle Atlantic | GFRD-40 | 40SP,SOLID F/R GRK DOOR | 478 | 430.2 | [8 empty] | 656747266713 | Y | 27.86 |  |  | https://assetserver.net/_assets/_prop65/shortform cancerandreprod_midat.jpg | US-United States | Mounts & Racks | Racks |  |  | 0 | Product Color: Black Powder Coat | Compatible Rack Height: 40U | Height: 71" | Compatibility: <p>GRK Series Racks</p> | Environmentally Friendly: Yes | 90.000 x 22.000 x 5.000 | <p>The GRK Series is a versatile welded gangable rack with superior construction. Choose a GRK when a narrow multi-bay rack optimized for high density video cable bundles is required and a choice of either a horizontal or vertical lacing is desired.</p> <ul> <li>Solid frame top and bottom for more robust construction </li> <li>1,500 lb. weight capacity </li> <li>Horizontal cable management bars for tie-and-slide lacing </li> <li>Allows straight vertical cable runs through fully open top and bottom </li> <li>Finished edges at top and bottom opening provide better appearance and prevent cable chafing </li> <li>University hinged GRK door installs with left or right swing, front and back </li> <li>Solid, vented and cupboard style beveled doors </li> <li>Numbered rackspace increments simplify & speed equipment installation </li> <li>Grounding and bounding studs standard top and bottom </li> <li>Finished in a durable black textured powder coat </li> <li>UL2416 (NWIN)</li> </ul>
Racks | Middle Atlantic | GFRD-44 | 44SP,SOLID F/R GRK DOOR | 496 | 446.4 | [8 empty] | 656747057069 | Y | 52 |  |  | https://assetserver.net/_assets/_prop65/shortform cancerandreprod_midat.jpg | US-United States | Mounts & Racks | Racks |  |  | 0 | Compatible Rack Height: 44U | Height: 78" | Compatibility: <p>GRK Series Racks</p> | Environmentally Friendly: Yes | Environmental Certification: GREENGUARD |  | <p>The GRK Series is a versatile welded gangable rack with superior construction. Choose a GRK when a narrow multi-bay rack optimized for high density video cable bundles is required and a choice of either a horizontal or vertical lacing is desired.</p>
Racks | Middle Atlantic | GFRD-52 | 52SP,SOLID F/R GRK DOOR | 532 | 478.8 | [8 empty] | 656747062612 | Y | 62 |  |  | https://assetserver.net/_assets/_prop65/shortform cancerandreprod_midat.jpg | US-United States | Mounts & Racks | Racks |  |  | 0 | Compatible Rack Height: 52U | Height: 92" | Compatibility: <p>GRK Series Racks</p> | Environmentally Friendly: Yes | Environmental Certification: GREENGUARD | 94.000 x 21.750 x 4.750 | <p>The GRK Series is a versatile welded gangable rack with superior construction. Choose a GRK when a narrow multi-bay rack optimized for high density video cable bundles is required and a choice of either a horizontal or vertical lacing is desired.</p>
Racks | Middle Atlantic | GK-1X7G | 1X7 GLANDGROMMET KIT 4PCS | 91 | 81.9 | [8 empty] | 656747132643 | Y | 0.2 |  |  | https://assetserver.net/_assets/_prop65/shortform cancerandreprod_midat.jpg | US-United States | Mounts & Racks | Racks |  |  | 0 | Cable Manager Type: Cable Gland | Height: 7" | Width: 1" |  |  | 8.300 x 3.000 x 1.800
Racks | Middle Atlantic | GK-3G | 3"GLAND GROMMET KIT 4PCS | 88 | 79.2 | [8 empty] | 656747132636 | Y | 0.3 |  |  | https://assetserver.net/_assets/_prop65/shortform cancerandreprod_midat.jpg | US-United States | Mounts & Racks | Racks |  |  | 0 | Cable Manager Type: Grommet | Product Color: Black | Product Material: Plastic | Diameter: 3" | Compatibility: <ul> <li>For Use with EGR Series</li> <li>V-System Compatible</li> </ul> | 6.000 x 6.000 x 2.000 | <p>Grommets protect cables, and can be used on any 4" trade-size electrical knockout or used on 4-1/2" fan knockouts on Middle Atlantic Products top options. Allows for ganging without using expensive electrical fittings. GK-4G gland grommet blocks dust and helps control airflow.</p> <ul> <li>Round gland grommet fits 3" knockouts in compatible racks</li> <li>Keeps dust out, but is easily opened for routing cables</li> <li>Sold in packs of 4 pieces</li> </ul>
Racks | Middle Atlantic | GK4 | 4"GROMMET KIT,4PCS | 84 | 75.6 | [8 empty] | 656747065507 | Y | 0.9 | https://assetserver.net/_assets/middle atlantic/1000/gk4.jpg |  | https://assetserver.net/_assets/_prop65/shortform cancerandreprod_midat.jpg | US | Mounts & Racks | Racks |  |  | 0 | Device Supported: Enclosure | Features: Cable Management | Product Material: Rubber | Diameter: 4" | Compatibility: <p>4 Inch Trade-size Electrical Knockout</p> | 6.250 x 6.250 x 2.000 | Grommets protect cables, and can be used on any 4” trade-size electrical knockout or used on 4-1/2” fan knockouts on Middle Atlantic Products top options. Allows for ganging without using expensive electrical fittings. GK-4G gland grommet blocks dust and helps control airflow.
Racks | Middle Atlantic | GK-4G | 4"GLAND GROMMET KIT,4 PCS | 93 | 83.7 | [8 empty] | 656747079139 | Y | 0.9 | https://assetserver.net/_assets/middle atlantic/1000/gk4g.jpg |  | https://assetserver.net/_assets/_prop65/shortform cancerandreprod_midat.jpg | US-United States | Mounts & Racks | Racks |  |  | 0 | Round gland grommet fits 4” knockouts on compatible racks | Keeps dust out, but is easily opened for routing cables |  |  |  | 6.250 x 6.250 x 2.000 | Grommets protect cables, and can be used on any 4” trade-size electrical knockout or used on 4-1/2” fan knockouts on Middle Atlantic Products top options. Allows for ganging without using expensive electrical fittings. GK-4G gland grommet blocks dust and helps control airflow.
Racks | Middle Atlantic | GLVFRD-40 | 40SP LARGE PERF F/R GRK DOOR | 864 | 777.6 | [9 empty] | Y | 36 |  |  | https://assetserver.net/_assets/_prop65/shortform cancerandreprod_midat.jpg | US-United States | Mounts & Racks | Racks |  |  | 0 | Compatible Rack Height: 40U | Height: 71" | Compatibility: <p>GRK Series Racks<b> </b></p>
Racks | Middle Atlantic | GLVFRD-48 | 48SP LARGE PERF F/R GRK DOOR | 917 | 825.3 | [8 empty] | 656747118128 | Y | 40 |  |  | https://assetserver.net/_assets/_prop65/shortform cancerandreprod_midat.jpg | US-United States | Mounts & Racks | Racks |  |  | 0 | Compatible Rack Height: 44U | Height: 85" | Compatibility: <p>GRK Series Racks<b> </b></p> |  |  | 90.000 x 22.000 x 5.000
Racks | Middle Atlantic | GLVFRD-52 | 52SP LARGE PERF F/R GRK DOOR | 950 | 855 | [8 empty] | 656747266423 | Y | 42 |  |  | https://assetserver.net/_assets/_prop65/shortform cancerandreprod_midat.jpg | US-United States | Mounts & Racks | Racks |  |  | 0 | Compatible Rack Height: 52U | Height: 92" | Compatibility: <p>GRK Series Racks<b> </b></p> |  |  | 90.000 x 22.000 x 5.000
Racks | Middle Atlantic | GR-30 | 30FT ROLL OF GROMMET MATERIAL | 71 | 63.9 | [8 empty] | 656747057304 | Y | 0.3 |  |  | https://assetserver.net/_assets/_prop65/shortform cancerandreprod_midat.jpg | US-United States | Mounts & Racks | Racks |  |  | 0 | Cable Manager Type: Grommet | Color Family: Black | Product Color: Black | Length: 30 ft | Weight (Approximate): 1 lb | 13.000 x 9.000 x 1.000 | Protect cables with these rubber grommets. The 30-Ft. GR030 can be custom cut for any opening. GK4 grommets work with any 4-inch trade-size electrical knockout and resist cable chafing. The GK-4G gland grommets additionally block dust and help control airflow within an enclosure. 4-inch grommets are sold in packs of four.
Racks | Middle Atlantic | GRK-40-24HLRD | 40SP,24DP GRK W/HORIZ BARS,LRD | 1839 | 1655.1 | [8 empty] | 656747095689 | Y | 125 |  |  | https://assetserver.net/_assets/_prop65/shortform cancerandreprod_midat.jpg | US-United States | Mounts & Racks | Racks |  |  | 0 | Form Factor: Floor Standing | Product Color: Black Powder Coat | Product Material: Steel | Maximum Weight Capacity: 1500 lb | Height: 73" |  | <p>The GRK Series is a versatile welded gangable rack with superior construction. Choose a GRK when a narrow multi-bay rack optimized for high density video cable bundles is required and a choice of either a horizontal or vertical lacing is desired.</p> <ul> <li>Solid frame top and bottom for more robust construction </li> <li>1,500 lb. weight capacity </li> <li>Horizontal cable management bars for tie-and-slide lacing </li> <li>Allows straight vertical cable runs through fully open top and bottom </li> <li>Finished edges at top and bottom opening provide better appearance and prevent cable chafing </li> <li>University hinged GRK door installs with left or right swing, front and back </li> <li>Solid, vented and cupboard style beveled doors </li> <li>Numbered rackspace increments simplify & speed equipment installation </li> <li>Grounding and bounding studs standard top and bottom </li> <li>Finished in a durable black textured powder coat </li> <li>UL2416 (NWIN)</li> </ul>
Racks | Middle Atlantic | GRK-40-30HLRD | 40SP,30"DPGRKW/HORIZ.BARS,LRD | 1956 | 1760.4 | [8 empty] | 656747094538 | Y | 129 |  |  | https://assetserver.net/_assets/_prop65/shortform cancerandreprod_midat.jpg | US-United States | Mounts & Racks | Racks |  |  | 0 | Form Factor: Floor Standing | Product Color: Black Powder Coat | Product Material: Steel | Maximum Weight Capacity: 1500 lb | Height: 73" |  | <p>The GRK Series is a versatile welded gangable rack with superior construction. Choose a GRK when a narrow multi-bay rack optimized for high density video cable bundles is required and a choice of either a horizontal or vertical lacing is desired.</p> <ul> <li>Solid frame top and bottom for more robust construction </li> <li>1,500 lb. weight capacity </li> <li>Horizontal cable management bars for tie-and-slide lacing </li> <li>Allows straight vertical cable runs through fully open top and bottom </li> <li>Finished edges at top and bottom opening provide better appearance and prevent cable chafing </li> <li>University hinged GRK door installs with left or right swing, front and back </li> <li>Solid, vented and cupboard style beveled doors </li> <li>Numbered rackspace increments simplify & speed equipment installation </li> <li>Grounding and bounding studs standard top and bottom </li> <li>Finished in a durable black textured powder coat </li> <li>UL2416 (NWIN)</li> </ul>
Racks | Middle Atlantic | GRK-40-36HLRD | 40SP,36"DP GRK W/HORIZ.BARS,LRD | 2132 | 1918.8 | [8 empty] | 656747211010 | Y | 129 |  |  | https://assetserver.net/_assets/_prop65/shortform cancerandreprod_midat.jpg | US-United States | Mounts & Racks | Racks |  |  | 0 | Form Factor: Floor Standing | Product Color: Black Powder Coat | Product Material: Steel | Maximum Weight Capacity: 1500 lb | Height: 73" | 37.000 x 36.000 x 70.000 | <p>The GRK Series is a versatile welded gangable rack with superior construction. Choose a GRK when a narrow multi-bay rack optimized for high density video cable bundles is required and a choice of either a horizontal or vertical lacing is desired.</p> <ul> <li>Solid frame top and bottom for more robust construction </li> <li>1,500 lb. weight capacity </li> <li>Horizontal cable management bars for tie-and-slide lacing </li> <li>Allows straight vertical cable runs through fully open top and bottom </li> <li>Finished edges at top and bottom opening provide better appearance and prevent cable chafing </li> <li>University hinged GRK door installs with left or right swing, front and back </li> <li>Solid, vented and cupboard style beveled doors </li> <li>Numbered rackspace increments simplify & speed equipment installation </li> <li>Grounding and bounding studs standard top and bottom </li> <li>Finished in a durable black textured powder coat </li> <li>UL2416 (NWIN)</li> </ul>
Racks | Middle Atlantic | GRK-40-42HLRD | 40SP,42"DP GRK W/HORIZ.BARS,LRD | 2226 | 2003.4 | [8 empty] | 656747266348 | Y | 109.57 |  |  | https://assetserver.net/_assets/_prop65/shortform cancerandreprod_midat.jpg | US-United States | Mounts & Racks | Racks |  |  | 0 | Form Factor: Floor Standing | Product Color: Black Powder Coat | Product Material: Steel | Maximum Weight Capacity: 1500 lb | Height: 73" | 40.000 x 25.000 x 5.000 | <p>The GRK Series is a versatile welded gangable rack with superior construction. Choose a GRK when a narrow multi-bay rack optimized for high density video cable bundles is required and a choice of either a horizontal or vertical lacing is desired.</p> <ul> <li>Solid frame top and bottom for more robust construction </li> <li>1,500 lb. weight capacity </li> <li>Horizontal cable management bars for tie-and-slide lacing </li> <li>Allows straight vertical cable runs through fully open top and bottom </li> <li>Finished edges at top and bottom opening provide better appearance and prevent cable chafing </li> <li>University hinged GRK door installs with left or right swing, front and back </li> <li>Solid, vented and cupboard style beveled doors </li> <li>Numbered rackspace increments simplify & speed equipment installation </li> <li>Grounding and bounding studs standard top and bottom </li> <li>Finished in a durable black textured powder coat </li> <li>UL2416 (NWIN)</li> </ul>
Racks | Middle Atlantic | GRK-44-24HLRD | 44SP,24"DP GRK W/HORIZ.BARS,LRD | 1978 | 1780.2 | [8 empty] | 656747062438 | Y | 128 |  |  | https://assetserver.net/_assets/_prop65/shortform cancerandreprod_midat.jpg | US-United States | Mounts & Racks | Racks |  |  | 0 | Form Factor: Floor Standing | Product Color: Black Powder Coat | Product Material: Steel | Maximum Weight Capacity: 1500 lb | Height: 80" |  | <p>The GRK Series is a versatile welded gangable rack with superior construction. Choose a GRK when a narrow multi-bay rack optimized for high density video cable bundles is required and a choice of either a horizontal or vertical lacing is desired.</p> <ul> <li>Solid frame top and bottom for more robust construction </li> <li>1,500 lb. weight capacity </li> <li>Horizontal cable management bars for tie-and-slide lacing </li> <li>Allows straight vertical cable runs through fully open top and bottom </li> <li>Finished edges at top and bottom opening provide better appearance and prevent cable chafing </li> <li>University hinged GRK door installs with left or right swing, front and back </li> <li>Solid, vented and cupboard style beveled doors </li> <li>Numbered rackspace increments simplify & speed equipment installation </li> <li>Grounding and bounding studs standard top and bottom </li> <li>Finished in a durable black textured powder coat </li> <li>UL2416 (NWIN)</li> </ul>
Racks | Middle Atlantic | GRK-44-30HLRD | 44SP,30"DP GRK W/HORIZ.BARS,LRD | 2101 | 1890.9 | [8 empty] | 656747062391 | Y | 135 |  |  | https://assetserver.net/_assets/_prop65/shortform cancerandreprod_midat.jpg | US-United States | Mounts & Racks | Racks |  |  | 0 | Form Factor: Floor Standing | Product Color: Black Powder Coat | Product Material: Steel | Maximum Weight Capacity: 1500 lb | Height: 80" | 27.000 x 36.000 x 85.000 | <p>The GRK Series is a versatile welded gangable rack with superior construction. Choose a GRK when a narrow multi-bay rack optimized for high density video cable bundles is required and a choice of either a horizontal or vertical lacing is desired.</p> <ul> <li>Solid frame top and bottom for more robust construction </li> <li>1,500 lb. weight capacity </li> <li>Horizontal cable management bars for tie-and-slide lacing </li> <li>Allows straight vertical cable runs through fully open top and bottom </li> <li>Finished edges at top and bottom opening provide better appearance and prevent cable chafing </li> <li>University hinged GRK door installs with left or right swing, front and back </li> <li>Solid, vented and cupboard style beveled doors </li> <li>Numbered rackspace increments simplify & speed equipment installation </li> <li>Grounding and bounding studs standard top and bottom </li> <li>Finished in a durable black textured powder coat </li> <li>UL2416 (NWIN)</li> </ul>
Racks | Middle Atlantic | GRK-44-36HLRD | 44SP,36"DP GRK W/HORIZ.BARS,LRD | 2292 | 2062.8 | [8 empty] | 656747062414 | N | 135 |  |  | https://assetserver.net/_assets/_prop65/shortform cancerandreprod_midat.jpg | US | Mounts & Racks | Racks |  |  | 0 | Form Factor: Floor Standing | Product Color: Black Powder Coat | Product Material: Steel | Maximum Weight Capacity: 1500 lb | Height: 80" | 38.000 x 30.000 x 85.000 | <p>The GRK Series is a versatile welded gangable rack with superior construction. Choose a GRK when a narrow multi-bay rack optimized for high density video cable bundles is required and a choice of either a horizontal or vertical lacing is desired.</p> <ul> <li>Solid frame top and bottom for more robust construction </li> <li>1,500 lb. weight capacity </li> <li>Horizontal cable management bars for tie-and-slide lacing </li> <li>Allows straight vertical cable runs through fully open top and bottom </li> <li>Finished edges at top and bottom opening provide better appearance and prevent cable chafing </li> <li>University hinged GRK door installs with left or right swing, front and back </li> <li>Solid, vented and cupboard style beveled doors </li> <li>Numbered rackspace increments simplify & speed equipment installation </li> <li>Grounding and bounding studs standard top and bottom </li> <li>Finished in a durable black textured powder coat </li> <li>UL2416 (NWIN)</li> </ul>
Racks | Middle Atlantic | GRK-44-42HLRD | 44SP/42D GRK HORIZ BARS,LRD | 2499 | 2249.1 | [8 empty] | 656747122613 | Y | 149 |  |  | https://assetserver.net/_assets/_prop65/shortform cancerandreprod_midat.jpg | US-United States | Mounts & Racks | Racks |  |  | 0 | Form Factor: Floor Standing | Product Color: Black Powder Coat | Product Material: Steel | Maximum Weight Capacity: 1500 lb | Height: 80" | 30.000 x 48.000 x 86.000 | <p>The GRK Series is a versatile welded gangable rack with superior construction. Choose a GRK when a narrow multi-bay rack optimized for high density video cable bundles is required and a choice of either a horizontal or vertical lacing is desired.</p> <ul> <li>Solid frame top and bottom for more robust construction </li> <li>1,500 lb. weight capacity </li> <li>Horizontal cable management bars for tie-and-slide lacing </li> <li>Allows straight vertical cable runs through fully open top and bottom </li> <li>Finished edges at top and bottom opening provide better appearance and prevent cable chafing </li> <li>University hinged GRK door installs with left or right swing, front and back </li> <li>Solid, vented and cupboard style beveled doors </li> <li>Numbered rackspace increments simplify & speed equipment installation </li> <li>Grounding and bounding studs standard top and bottom </li> <li>Finished in a durable black textured powder coat </li> <li>UL2416 (NWIN)</li> </ul>
Racks | Middle Atlantic | GRK-48-24HLRD | 48SP,24"DP GRK W/HORIZ.BARS,LRD | 2014 | 1812.6 | [8 empty] | 656747266331 | Y | 96.46 |  |  | https://assetserver.net/_assets/_prop65/shortform cancerandreprod_midat.jpg | US-United States | Mounts & Racks | Racks |  |  | 0 | Form Factor: Floor Standing | Product Color: Black Powder Coat | Product Material: Steel | Maximum Weight Capacity: 1500 lb | Height: 87" | 40.000 x 25.000 x 85.000 | <p>The GRK Series is a versatile welded gangable rack with superior construction. Choose a GRK when a narrow multi-bay rack optimized for high density video cable bundles is required and a choice of either a horizontal or vertical lacing is desired.</p> <ul> <li>Solid frame top and bottom for more robust construction </li> <li>1,500 lb. weight capacity </li> <li>Horizontal cable management bars for tie-and-slide lacing </li> <li>Allows straight vertical cable runs through fully open top and bottom </li> <li>Finished edges at top and bottom opening provide better appearance and prevent cable chafing </li> <li>University hinged GRK door installs with left or right swing, front and back </li> <li>Solid, vented and cupboard style beveled doors </li> <li>Numbered rackspace increments simplify & speed equipment installation </li> <li>Grounding and bounding studs standard top and bottom </li> <li>Finished in a durable black textured powder coat </li> <li>UL2416 (NWIN)</li> </ul>
Racks | Middle Atlantic | GRK-48-30HLRD | 48SP,30"DP GRK W/HORIZ.BARS,LRD | 2238 | 2014.2 | 2 | 2 | [6 empty] | 656747062452 | N | 191 |  |  | https://assetserver.net/_assets/_prop65/shortform cancerandreprod_midat.jpg | US | Mounts & Racks | Racks |  |  | 0 | Form Factor: Floor Standing | Product Color: Black Powder Coat | Product Material: Steel | Maximum Weight Capacity: 1500 lb | Height: 87" | 27.000 x 36.000 x 85.000 | <p>The GRK Series is a versatile welded gangable rack with superior construction. Choose a GRK when a narrow multi-bay rack optimized for high density video cable bundles is required and a choice of either a horizontal or vertical lacing is desired. Solid frame top and bottom for more robust construction </p> <ul> <li>1,500 lb. weight capacity </li> <li>Horizontal cable management bars for tie-and-slide lacing </li> <li>Allows straight vertical cable runs through fully open top and bottom </li> <li>Finished edges at top and bottom opening provide better appearance and prevent cable chafing </li> <li>University hinged GRK door installs with left or right swing, front and back </li> <li>Solid, vented and cupboard style beveled doors </li> <li>Numbered rackspace increments simplify & speed equipment installation </li> <li>Grounding and bounding studs standard top and bottom </li> <li>Finished in a durable black textured powder coat </li> <li>UL2416 (NWIN)</li> </ul>
Racks | Middle Atlantic | GRK-48-36HLRD | 48SP,36"DP GRK W/HORIZ.BARS,LRD | 2453 | 2207.7 | [8 empty] | 656747062476 | Y | 194 |  |  | https://assetserver.net/_assets/_prop65/shortform cancerandreprod_midat.jpg | US-United States | Mounts & Racks | Racks |  |  | 0 | Form Factor: Floor Standing | Product Color: Black Powder Coat | Product Material: Steel | Maximum Weight Capacity: 1500 lb | Height: 87" |  | <p>The GRK Series is a versatile welded gangable rack with superior construction. Choose a GRK when a narrow multi-bay rack optimized for high density video cable bundles is required and a choice of either a horizontal or vertical lacing is desired.</p> <ul> <li>Solid frame top and bottom for more robust construction </li> <li>1,500 lb. weight capacity </li> <li>Horizontal cable management bars for tie-and-slide lacing </li> <li>Allows straight vertical cable runs through fully open top and bottom </li> <li>Finished edges at top and bottom opening provide better appearance and prevent cable chafing </li> <li>University hinged GRK door installs with left or right swing, front and back </li> <li>Solid, vented and cupboard style beveled doors </li> <li>Numbered rackspace increments simplify & speed equipment installation </li> <li>Grounding and bounding studs standard top and bottom </li> <li>Finished in a durable black textured powder coat </li> <li>UL2416 (NWIN)</li> </ul>
Racks | Middle Atlantic | GRK-48-42HLRD | 48SP,42"DP GRK W/HORIZ.BARS,LRD | 2640 | 2376 | [8 empty] | 656747203268 | Y | 119.74 |  |  | https://assetserver.net/_assets/_prop65/shortform cancerandreprod_midat.jpg | US-United States | Mounts & Racks | Racks |  |  | 0 | Form Factor: Rack-mountable | Product Color: Black Powder Coat | Product Material: Steel | Maximum Weight Capacity: 1500 lb | Height: 87" | 40.000 x 25.000 x 5.000 | <p>The GRK Series is a versatile welded gangable rack with superior construction. Choose a GRK when a narrow multi-bay rack optimized for high density video cable bundles is required and a choice of either a horizontal or vertical lacing is desired.</p> <ul> <li>Solid frame top and bottom for more robust construction</li> <li>1,500 lb. weight capacity </li> <li>Horizontal cable management bars for tie-and-slide lacing </li> <li>Allows straight vertical cable runs through fully open top and bottom </li> <li>Finished edges at top and bottom opening provide better appearance and prevent cable chafing </li> <li>University hinged GRK door installs with left or right swing, front and back </li> <li>Solid, vented and cupboard style beveled doors </li> <li>Numbered rackspace increments simplify & speed equipment installation </li> <li>Grounding and bounding studs standard top and bottom </li> <li>Finished in a durable black textured powder coat </li> <li>UL2416 (NWIN)</li> </ul>
Racks | Middle Atlantic | GRK-52-24HLRD | 52SP,24D GRK W/HBARS,LRD | 2307 | 2076.3 | [8 empty] | 656747097744 | Y | 265 |  |  | https://assetserver.net/_assets/_prop65/shortform cancerandreprod_midat.jpg | US-United States | Mounts & Racks | Racks |  |  | 0 | Form Factor: Floor Standing | Product Color: Black Powder Coat | Product Material: Steel | Maximum Weight Capacity: 1500 lb | Height: 94" |  | <p>The GRK Series is a versatile welded gangable rack with superior construction. Choose a GRK when a narrow multi-bay rack optimized for high density video cable bundles is required and a choice of either a horizontal or vertical lacing is desired.</p> <ul> <li>Solid frame top and bottom for more robust construction</li> <li>1,500 lb. weight capacity </li> <li>Horizontal cable management bars for tie-and-slide lacing </li> <li>Allows straight vertical cable runs through fully open top and bottom </li> <li>Finished edges at top and bottom opening provide better appearance and prevent cable chafing </li> <li>University hinged GRK door installs with left or right swing, front and back </li> <li>Solid, vented and cupboard style beveled doors </li> <li>Numbered rackspace increments simplify & speed equipment installation </li> <li>Grounding and bounding studs standard top and bottom </li> <li>Finished in a durable black textured powder coat </li> <li>UL2416 (NWIN)</li> </ul>
Racks | Middle Atlantic | GRK-52-30HLRD | 52SP,30"DP GRK W/HORIZ.BARS,LRD | 2453 | 2207.7 | [8 empty] | 656747062490 | Y | 265 |  |  | https://assetserver.net/_assets/_prop65/shortform cancerandreprod_midat.jpg | US-United States | Mounts & Racks | Racks |  |  | 0 | Form Factor: Floor Standing | Product Color: Black Powder Coat | Product Material: Steel | Maximum Weight Capacity: 1500 lb | Height: 94" | 97.500 x 27.500 x 38.000 | <p>The GRK Series is a versatile welded gangable rack with superior construction. Choose a GRK when a narrow multi-bay rack optimized for high density video cable bundles is required and a choice of either a horizontal or vertical lacing is desired.</p> <ul> <li>Solid frame top and bottom for more robust construction</li> <li>1,500 lb. weight capacity </li> <li>Horizontal cable management bars for tie-and-slide lacing </li> <li>Allows straight vertical cable runs through fully open top and bottom </li> <li>Finished edges at top and bottom opening provide better appearance and prevent cable chafing </li> <li>University hinged GRK door installs with left or right swing, front and back </li> <li>Solid, vented and cupboard style beveled doors </li> <li>Numbered rackspace increments simplify & speed equipment installation </li> <li>Grounding and bounding studs standard top and bottom </li> <li>Finished in a durable black textured powder coat </li> <li>UL2416 (NWIN)</li> </ul>
Racks | Middle Atlantic | GRK-52-36HLRD | 52SP,36"DP GRK W/HORIZ.BARS,LRD | 2699 | 2429.1 | [8 empty] | 656747062513 | Y | 280 |  |  | https://assetserver.net/_assets/_prop65/shortform cancerandreprod_midat.jpg | US-United States | Mounts & Racks | Racks |  |  | 0 | Form Factor: Rack-mountable | Product Color: Black Powder Coat | Product Material: Steel | Maximum Weight Capacity: 1500 lb | Height: 94" | 97.500 x 44.000 x 27.000 | <p>The GRK Series is a versatile welded gangable rack with superior construction. Choose a GRK when a narrow multi-bay rack optimized for high density video cable bundles is required and a choice of either a horizontal or vertical lacing is desired.</p> <ul> <li>Solid frame top and bottom for more robust construction</li> <li>1,500 lb. weight capacity </li> <li>Horizontal cable management bars for tie-and-slide lacing </li> <li>Allows straight vertical cable runs through fully open top and bottom </li> <li>Finished edges at top and bottom opening provide better appearance and prevent cable chafing </li> <li>University hinged GRK door installs with left or right swing, front and back </li> <li>Solid, vented and cupboard style beveled doors </li> <li>Numbered rackspace increments simplify & speed equipment installation </li> <li>Grounding and bounding studs standard top and bottom </li> <li>Finished in a durable black textured powder coat </li> <li>UL2416 (NWIN)</li> </ul>
Racks | Middle Atlantic | GRK-52-42HLRD | 52SP,42D GRK W/H.BARS,LRD | 2895 | 2605.5 | [8 empty] | 656747076954 | Y | 280 |  |  | https://assetserver.net/_assets/_prop65/shortform cancerandreprod_midat.jpg | US-United States | Mounts & Racks | Racks |  |  | 0 | Form Factor: Floor Standing | Product Color: Black Powder Coat | Product Material: Steel | Maximum Weight Capacity: 1500 lb | Height: 94" |  | <p>The GRK Series is a versatile welded gangable rack with superior construction. Choose a GRK when a narrow multi-bay rack optimized for high density video cable bundles is required and a choice of either a horizontal or vertical lacing is desired.</p> <ul> <li>Solid frame top and bottom for more robust construction</li> <li>1,500 lb. weight capacity </li> <li>Horizontal cable management bars for tie-and-slide lacing </li> <li>Allows straight vertical cable runs through fully open top and bottom </li> <li>Finished edges at top and bottom opening provide better appearance and prevent cable chafing </li> <li>University hinged GRK door installs with left or right swing, front and back </li> <li>Solid, vented and cupboard style beveled doors </li> <li>Numbered rackspace increments simplify & speed equipment installation </li> <li>Grounding and bounding studs standard top and bottom </li> <li>Finished in a durable black textured powder coat </li> <li>UL2416 (NWIN)</li> </ul>
Racks | Middle Atlantic | GRK-LVT24 | 24DP,GRK LARGE PERF VENTED TOP | 336 | 302.4 | [8 empty] | 656747266676 | Y | 13 |  |  | https://assetserver.net/_assets/_prop65/shortform cancerandreprod_midat.jpg | US-United States | Mounts & Racks | Racks |  |  | 0 | Height: 0.5" | Depth: 23.7" | Compatibility: 24" Deep GRK Racks | Environmentally Friendly: Yes | Environmental Certification: GREENGUARD | 31.000 x 28.000 x 1.500 | <p>64% Open Area Top For 24" Deep GRK Racks</p>
Racks | Middle Atlantic | GRK-LVT30 | 30DP,GRK LARGE PERF VENTED TOP | 412 | 370.8 | [8 empty] | 656747266683 | Y | 15 |  |  | https://assetserver.net/_assets/_prop65/shortform cancerandreprod_midat.jpg | US-United States | Mounts & Racks | Racks |  |  | 0 | Height: 0.5" | Depth: 29.7" | Compatibility: <p>30" Deep GRK Racks</p> | Environmentally Friendly: Yes | Environmental Certification: GREENGUARD | 30.500 x 24.500 x 4.500 | <p>64% Open Area Top For 30" Deep GRK Racks</p>
Racks | Middle Atlantic | GRK-LVT36 | 36DP,GRK LARGE PERF VENTED TOP | 412 | 370.8 | [8 empty] | 656747266690 | Y | 17 |  |  | https://assetserver.net/_assets/_prop65/shortform cancerandreprod_midat.jpg | US-United States | Mounts & Racks | Racks |  |  | 0 | Height: 0.5" | Depth: 35.7" | Compatibility: 36" Deep GRK Racks | Environmentally Friendly: Yes | Environmental Certification: GREENGUARD | 36.500 x 24.500 x 4.500 | <p>64% Open Area Top For 36" Deep GRK Racks</p>
Racks | Middle Atlantic | GRK-LVT42 | 42DP,GRK LARGE PERF VENTED TOP | 439 | 395.1 | [8 empty] | 656747266706 | Y | 19 |  |  | https://assetserver.net/_assets/_prop65/shortform cancerandreprod_midat.jpg | US-United States | Mounts & Racks | Racks |  |  | 0 | Height: 0.5" | Depth: 41.7" | Compatibility: <p>42" Deep GRK Racks</p> | Environmentally Friendly: Yes | Environmental Certification: GREENGUARD | 42.500 x 24.500 x 4.500 | <p>64% Open Area Top For 42" Deep GRK Racks</p>
Racks | Middle Atlantic | GRK-RR44 | 44SP GRK ADDITIONAL RAIL,PR | 244 | 219.6 | [8 empty] | 656747079689 | Y | 17 |  |  | https://assetserver.net/_assets/_prop65/shortform cancerandreprod_midat.jpg | US | Mounts & Racks | Racks |  |  | 0 | Form Factor: Rack-mountable | Product Material: Steel | Length: 77" | Rack Height: 44U | Environmentally Friendly: Yes | 81.000 x 6.000 x 4.000 | <p>Pair 44 Space (70") 12-24 Style Rackrail, Fits GRK Series Racks</p>
Racks | Middle Atlantic | GRK-RR44-1224 | 44SP GRK ADD'L 12-24 RAIL(PAIR) | 244 | 219.6 | [8 empty] | 656747096914 | Y | 12.99 |  |  | https://assetserver.net/_assets/_prop65/shortform cancerandreprod_midat.jpg | US-United States | Mounts & Racks | Racks |  |  | 0 | Form Factor: Rack-mountable | Product Material: Steel | Length: 77" | Rack Height: 44U | Environmentally Friendly: Yes |  | <p>44 Space (77") GRK Additional Rail Kit</p>
Racks | Middle Atlantic | GRK-RR48 | 48SP GRK ADDITIONAL RAIL,PR | 258 | 232.2 | 2 | 2 | [6 empty] | 656747079672 | Y | 18 |  |  | https://assetserver.net/_assets/_prop65/shortform cancerandreprod_midat.jpg | US | Mounts & Racks | Racks |  |  | 0 | Form Factor: Rack-mountable | Product Material: Steel | Length: 84" | Rack Height: 48U | Environmentally Friendly: Yes | 86.000 x 6.000 x 4.000 | <p>Pair 44 Space (84") 12-24 Style Rackrail, Fits GRK Series Racks</p>
Racks | Middle Atlantic | GRK-RR52 | RACK RAIL KIT FOR GRK-52 | 289 | 260.1 | [8 empty] | 656747079795 | Y | 20 |  |  | https://assetserver.net/_assets/_prop65/shortform cancerandreprod_midat.jpg | US-United States | Mounts & Racks | Racks |  |  | 0 | Form Factor: Rack-mountable | Product Material: Steel | Length: 91" | Rack Height: 52U | Environmentally Friendly: Yes | 95.000 x 6.000 x 4.000 | <p>Pair 52 Space (91") 12-24 Style Rackrail, Fits GRK Series Racks</p>
Racks | Middle Atlantic | GRK-RR52-1224 | 52SP GRK ADD'L 12-24 RAIL(PAIR) | 289 | 260.1 | [8 empty] | 656747098864 | Y | 15.41 |  |  | https://assetserver.net/_assets/_prop65/shortform cancerandreprod_midat.jpg | US-United States | Mounts & Racks | Racks |  |  | 0 | Form Factor: Rack-mountable | Length: 91" | Rack Height: 52U | Environmentally Friendly: Yes | Environmental Certification: GREENGUARD |  | <p>52 Space (91") GRK Additional Rail Kit</p>
Racks | Middle Atlantic | GRK-RR-S40 | 40SP GRK ADD'L 10-32 SPLIT RAIL(4PCS) | 220 | 198 | [8 empty] | 656747266607 | Y | 11.46 |  |  | https://assetserver.net/_assets/_prop65/shortform cancerandreprod_midat.jpg | US-United States | Mounts & Racks | Racks |  |  | 0 | Form Factor: Rack-mountable | Length: 70" | Rack Height: 40U | Environmentally Friendly: Yes | Environmental Certification: GREENGUARD | 96.000 x 3.000 x 3.000 | <p>Pair 40 Space (70") 12-24 Style Rackrail, Fits GRK Series Racks</p>
Racks | Middle Atlantic | GRK-RR-S44 | 44SP GRK ADD'L 10-32 SPLIT RAIL(4PCS) | 244 | 219.6 | [8 empty] | 656747266614 | Y | 12.69 |  |  | https://assetserver.net/_assets/_prop65/shortform cancerandreprod_midat.jpg | US-United States | Mounts & Racks | Racks |  |  | 0 | Form Factor: Rack-mountable | Length: 77" | Rack Height: 44U | Environmentally Friendly: Yes | Environmental Certification: GREENGUARD | 96.000 x 3.000 x 3.000 | <p>44 Space (77") 10-32 Style Split Rackrail, Fits GRK Series Racks, 4 Pieces, 20sp Rail</p>
Racks | Middle Atlantic | GRK-RR-S48 | 48SP GRK ADD'L 10-32 SPLIT RAIL(4PCS) | 258 | 232.2 | [8 empty] | 656747266621 | Y | 13.88 |  |  | https://assetserver.net/_assets/_prop65/shortform cancerandreprod_midat.jpg | US-United States | Mounts & Racks | Racks |  |  | 0 | Form Factor: Rack-mountable | Length: 84" | Rack Height: 48U | Environmentally Friendly: Yes | Environmental Certification: GREENGUARD | 96.000 x 3.000 x 3.000 | <p>48 Space (84") 10-32 Style Split Rackrail, Fits GRK Series Racks, 4 Pieces, 22sp Rail</p>
Racks | Middle Atlantic | GRK-ST24 | 24DP,GRK SOLID TOP | 169 | 152.1 | [8 empty] | 656747062575 | Y | 13 |  |  | https://assetserver.net/_assets/_prop65/shortform cancerandreprod_midat.jpg | US-United States | Mounts & Racks | Racks |  |  | 0 | Product Color: Black | Height: 0.5" | Depth: 23.7" | Compatibility: 24" D GRK Series | Environmentally Friendly: Yes | 25.500 x 28.000 x 1.000 | <p>Solid Top For 24" D GRK, Black Finish</p>
Racks | Middle Atlantic | GRK-ST30 | 30DP,GRK SOLID TOP | 195 | 175.5 | 2 | 2 | [6 empty] | 656747062582 | Y | 15 |  |  | https://assetserver.net/_assets/_prop65/shortform cancerandreprod_midat.jpg | US | Mounts & Racks | Racks |  |  | 0 | Product Color: Black | Height: 0.5" | Depth: 29.7" | Compatibility: 30" D GRK Series | Environmentally Friendly: Yes | 36.750 x 31.750 x 0.500 | <p>Solid Top For 30" D GRK, Black Finish</p>
Racks | Middle Atlantic | GRK-ST36 | 36DP,GRK SOLID TOP | 234 | 210.6 | [8 empty] | 656747062599 | Y | 18 |  |  | https://assetserver.net/_assets/_prop65/shortform cancerandreprod_midat.jpg | US | Mounts & Racks | Racks |  |  | 0 | Product Color: Black | Height: 0.5" | Depth: 35.7" | Compatibility: 36" D GRK Series | Environmentally Friendly: Yes | 42.750 x 31.750 x 0.500 | <p>Solid Top For 36" D GRK, Black Finish</p>
Racks | Middle Atlantic | GRK-ST42 | GRK SOLID TOP,42"D | 258 | 232.2 | [8 empty] | 656747134319 | Y | 0.78 |  |  | https://assetserver.net/_assets/_prop65/shortform cancerandreprod_midat.jpg | US-United States | Mounts & Racks | Racks |  |  | 0 | Product Color: Black | Height: 0.5" | Depth: 41.7" | Compatibility: 42" D GRK Series | Environmentally Friendly: Yes |  | <p>Solid Top For 42" D GRK, Black Finish</p>
Racks | Middle Atlantic | GUARD | 4-1/2 FAN GUARD | 16 | 14.4 | [8 empty] | 656747007934 | Y | 0.1 |  |  | https://assetserver.net/_assets/_prop65/shortform cancerandreprod_midat.jpg | US-United States | Mounts & Racks | Racks |  |  | 0 | Diameter: 6" | Shape: Hamburger Grille | Limited Warranty: Lifetime |  |  | 8.000 x 5.000 x 1.000
Racks | Middle Atlantic | GUARD-10 | 10 FAN GUARD | 80 | 72 | [8 empty] | 656747007941 | Y | 0.5 |  |  | https://assetserver.net/_assets/_prop65/shortform cancerandreprod_midat.jpg | US-United States | Mounts & Racks | Racks |  |  | 0 | [5 empty] | 6.000 x 6.000 x 0.320 | Fitting 4-1/2-inch, 6-inch and 10-inch fans, fan guards are -inchHamburger grille-inch style and have a flat black powder coat finish.
Racks | Middle Atlantic | GUARD-6 | HAMBURGER STYLE GUARD,6"FAN | 36 | 32.4 | [8 empty] | 656747093524 | Y | 0.2 |  |  | https://assetserver.net/_assets/_prop65/shortform cancerandreprod_midat.jpg | US-United States | Mounts & Racks | Racks |  |  | 0 | Diameter: 6" | Shape: Hamburger Grille | Limited Warranty: Lifetime |  |  | 8.750 x 8.750 x 0.320
Racks | Middle Atlantic | HANG-MMR10 | QUICK-HANG BRACKET FOR 10U MMR SERIES | 134 | 120.6 | [8 empty] | 656747235382 | Y | 12.9 |  | https://assetserver.net/_assets/middle atlantic/pdf/hangmmr10-spec.pdf | https://assetserver.net/_assets/_prop65/shortform cancerandreprod_midat.jpg | US-United States | Mounts & Racks | Racks |  |  | 0 | Device Supported: Rack | Height: 20.6" | Width: 22.9" | Depth: 2.5" | Compatibility: Middle Atlantic MMR Series Racks | 23.562 x 3.562 x 24.562 | Wall hanging bracket enables simple mounting of fully-integrated MMR series racks to the wall
Racks | Middle Atlantic | HANG-MMR12 | QUICK-HANG BRACKET FOR 12U MMR SERIES | 155 | 139.5 | [8 empty] | 656747235399 | Y | 14.8 |  |  | https://assetserver.net/_assets/_prop65/shortform cancerandreprod_midat.jpg | US-United States | Mounts & Racks | Racks |  |  | 0 | Wall hanging bracket enables simple mounting of fully-integrated MMR series racks to the wall | Hang bracket for 12 RU MMR |  |  |  | 23.562 x 3.562 x 27.562 | <p>Wall hanging bracket enables simple mounting of fully-integrated MMR series racks to the wall</p>
Racks | Middle Atlantic | HANG-MMR16 | QUICK-HANG BRACKET FOR 16U MMR SERIES | 193 | 173.7 | [8 empty] | 656747235405 | Y | 18.2 |  |  | https://assetserver.net/_assets/_prop65/shortform cancerandreprod_midat.jpg | US-United States | Mounts & Racks | Racks |  |  | 0 | Device Supported: Rack | Product Color: Black | Height: 31.1" | Width: 22.9" | Depth: 2.5" | 23.562 x 3.562 x 34.562 | <p>Wall hanging bracket enables simple mounting of fully-integrated MMR series racks to the wall</p>
Racks | Middle Atlantic | HANG-MMR18 | QUICK-HANG BRACKET FOR 18U MMR SERIES | 216 | 194.4 | [8 empty] | 656747235412 | Y | 20.2 |  |  | https://assetserver.net/_assets/_prop65/shortform cancerandreprod_midat.jpg | US-United States | Mounts & Racks | Racks |  |  | 0 | Device Supported: Rack | Height: 34.6" | Width: 22.9" | Depth: 2.5" | Compatibility: <p><b>Middle Atlantic Essex Rack:</b></p> <ul> <li>MMR-1820</li> <li>MMR-1824</li> </ul> <p></p> | 23.562 x 3.562 x 28.125 | <p>Wall hanging bracket enables simple mounting of fully-integrated MMR series racks to the wall</p>
Racks | Middle Atlantic | HCM-1 | 1SP HORIZ CBL MGR MICRO CLIPS | 59 | 53.1 | 9 | [5 empty] | 9 |  | 656747008092 | Y | 0.9 |  |  | https://assetserver.net/_assets/_prop65/shortform cancerandreprod_midat.jpg | US | Mounts & Racks | Racks |  |  | 0 | Cable Manager Type: Panel | Product Color: Black | Product Material: Steel | Rack Height: 1U | Panel Width: 19" | 25.000 x 5.000 x 4.000 | Organize patch cords and maintain a required bend radius. Available in a wide variety of styles to suit any application. The D-Ring provides a creative solution for adding individual D-Rings to a rack or on a wall using appropriate fasteners. For optimal performance, do not exceed a 50% fill rate when passing cables through cable rings. Constructed from 16-gauge steel, and finished in a durable black powder coat.
Racks | Middle Atlantic | HCM-1D | 1SP HORIZ CABLE MGR D-RINGS | 72 | 64.8 | [8 empty] | 656747008108 | Y | 2.05 |  |  | https://assetserver.net/_assets/_prop65/shortform cancerandreprod_midat.jpg | CN-China | Mounts & Racks | Racks |  |  | 0 | Cable Manager Type: Horizontal Cable Manager | Color Family: Other | Product Color: Black Powder Coat | Product Material: Steel | Rack Height: 1U | 25.000 x 5.000 x 4.000 | Organize patch cords and maintain a required bend radius. Available in a wide variety of styles to suit any application. The D-Ring rack cable manager provides a creative solution for adding individual D-Rings to a rack or on a wall using appropriate fasteners. For optimal performance, do not exceed a 50% fill rate when passing cables through cable rings. The cable management is constructed from 16-gauge steel, and finished in a durable black powder coat. "D-ring" style on front, fast and easy to route cables. No end rings. Welded steel construction. Durable black powder coat finish.
Racks | Middle Atlantic | HCM-1DR | 1SP CBL MGR FRONT&REAR D-RINGS | 89 | 80.1 | [8 empty] | 656747008115 | Y | 3 |  |  | https://assetserver.net/_assets/_prop65/shortform cancerandreprod_midat.jpg | US-United States | Mounts & Racks | Racks |  |  | 0 | [5 empty] | 21.000 x 9.000 x 5.000 | Organize patch cords and maintain the required bend radius with a variety of rackmount cable managers.
Racks | Middle Atlantic | HCM-1DV | 1SP HORIZ CBL MGR D&VERT RINGS | 74 | 66.6 | [8 empty] | 656747008122 | Y | 2.35 | https://assetserver.net/_assets/middle atlantic/1000/hcm1dv.jpg |  | https://assetserver.net/_assets/_prop65/shortform cancerandreprod_midat.jpg | CN | Mounts & Racks | Racks |  |  | 0 | Cable Manager Type: Panel | Product Color: Black | Product Material: Steel | Rack Height: 1U | Panel Width: 19" | 25.000 x 5.000 x 4.000 | Organize patch cords and maintain a required bend radius. Available in a wide variety of styles to suit any application. The D-Ring provides a creative solution for adding individual D-Rings to a rack or on a wall using appropriate fasteners. For optimal performance, do not exceed a 50% fill rate when passing cables through cable rings. Constructed from 16-gauge steel, and finished in a durable black powder coat.
Racks | Middle Atlantic | HCM-1V | 1SP HORIZ CBLMGR CLIPS/V.RINGS | 74 | 66.6 | [8 empty] | 656747008146 | Y | 1.75 | https://assetserver.net/_assets/middle atlantic/1000/hcm1v.jpg |  | https://assetserver.net/_assets/_prop65/shortform cancerandreprod_midat.jpg | US-United States | Mounts & Racks | Racks |  |  | 0 | Cable Manager Type: Panel | Product Color: Black | Product Material: Steel | Rack Height: 1U | Panel Width: 19" | 25.000 x 5.000 x 4.000 | Organize patch cords and maintain a required bend radius. Available in a wide variety of styles to suit any application. The D-Ring provides a creative solution for adding individual D-Rings to a rack or on a wall using appropriate fasteners. For optimal performance, do not exceed a 50% fill rate when passing cables through cable rings. Constructed from 16-gauge steel, and finished in a durable black powder coat.
Racks | Middle Atlantic | HCM-2D | 2SP HORIZ CABLE MGR D-RINGS | 74 | 66.6 | [8 empty] | 656747008160 | Y | 2.95 |  |  | https://assetserver.net/_assets/_prop65/shortform cancerandreprod_midat.jpg | CN-China | Mounts & Racks | Racks |  |  | 0 | [5 empty] | 24.250 x 5.000 x 4.000 | HCM Horizontal 19-inch Cable Managers</b>.EIA/TIA compliant rackmount cable manager shall be Middle Atlantic Products model # HCM-__ with a __-inch panel width (refer to chart). Horizontal cable manager shall use __ cable rings (refer to chart). Cable rings shall be filled using a recommended 50% fill rate, accommodating up to __ CAT5e cables (refer to chart). Horizontal cable manager shall be constructed with 16-gauge steel panel and finished in a durable flat black powder coat. Horizontal cable managers shall be GREENGUARD Indoor Air Quality Certified for Children and Schools. Horizontal cable managers shall be RoHS EU Directive 2002/95/EC compliant. Horizontal cable managers shall be manufactured by an ISO 9001 and ISO 14001 registered company. Horizontal cable managers shall be warrantied to be free from defects in material or workmanship under normal use and conditions for the lifetime of the product.
Racks | Middle Atlantic | HCM-2DR | 2SP CBL MGR FRONT&REAR D-RINGS | 94 | 84.6 | [8 empty] | 656747008177 | Y | 5.15 |  |  | https://assetserver.net/_assets/_prop65/shortform cancerandreprod_midat.jpg | US-United States | Mounts & Racks | Racks |  |  | 0 | [5 empty] | 21.000 x 9.000 x 5.000 | HCM Horizontal 19-inch Cable Managers</b>.EIA/TIA compliant rackmount cable manager shall be Middle Atlantic Products model # HCM-__ with a __-inch panel width (refer to chart). Horizontal cable manager shall use __ cable rings (refer to chart). Cable rings shall be filled using a recommended 50% fill rate, accommodating up to __ CAT5e cables (refer to chart). Horizontal cable manager shall be constructed with 16-gauge steel panel and finished in a durable flat black powder coat.Horizontal cable managers shall be GREENGUARD Indoor Air Quality Certified for Children and Schools. Horizontal cable managers shall be RoHS EU Directive 2002/95/EC compliant. Horizontal cable managers shall be manufactured by an ISO 9001 and ISO 14001 registered company. Horizontal cable managers shall be warrantied to be free from defects in material or workmanship under normal use and conditions for the lifetime of the product.
Racks | Middle Atlantic | HCM-2DV | 2SP HORIZ CBL MGR D&VERT RINGS | 83 | 74.7 | [8 empty] | 656747008184 | Y | 3.1 |  |  | https://assetserver.net/_assets/_prop65/shortform cancerandreprod_midat.jpg | CN-China | Mounts & Racks | Racks |  |  | 0 | Cable Manager Type: Cable Management Arm | Product Color: Black | Product Material: Steel | Rack Height: 2U | Panel Width: 19" | 25.000 x 5.000 x 4.000 | The Middle Atlantic HCM2DV is designed to efficiently organize patch cords while maintaining the required bend radius, making it an essential tool for any cabling application. Available in a variety of styles, this D-Ring solution allows for the flexible addition of individual D-Rings to a rack or wall using appropriate fasteners. Constructed from sturdy 16-gauge steel and finished with a durable black powder coat, it ensures longevity and reliability. The "D-ring" style on the front and end rings facilitate fast and easy cable routing. For optimal performance, it's recommended not to exceed a 50% fill rate when passing cables through the cable rings.
Racks | Middle Atlantic | HCT-1 | 1SP HORIZONTAL CABLE CHANNEL | 59 | 53.1 | [8 empty] | 656747008221 | Y | 2.4 |  |  | https://assetserver.net/_assets/_prop65/shortform cancerandreprod_midat.jpg | PA | Mounts & Racks | Racks |  |  | 0 | Cable Manager Type: Cable Tray | Color Family: Black | Product Color: Black | Rack Height: 1U | Panel Width: 19" | 25.000 x 5.000 x 4.000 | Handy horizontal cable management tray mounts on any 19in rack or cabinet & neatly routes cable bundles from side to side. Turn-downs on sides help maintain the required cable bend radius. Finished in a durable black powder coat.
Racks | Middle Atlantic | HG | 100PC 10-32 PH RUST RESIST SCREW | 107 | 96.3 | [8 empty] | 656747095177 | Y | 0.9 |  |  | https://assetserver.net/_assets/_prop65/shortform cancerandreprod_midat.jpg | TW-Taiwan | Mounts & Racks | Racks |  |  | 0 | Fastener Type: Rack Screw | Fastener Quantity: 100 x Rack Screw | Fastener Quantity: 100 | Maximum Notational Diameter: 10 | Maximum Length: 0.75" | 5.000 x 3.500 x 1.000 | remium rack screws provide the best bit engagement in the<br> industry. HG hardware features salt spray resistant plating that slows rust build-up and is ideal for marine and high-humidity installations. HM hardware features an attractive black matte finish. Both types are truss-head hardware, 10-32 threaded, 3/4 -inch long with pre-installed washers and self-guiding pilot points
Racks | Middle Atlantic | HG500 | 500PC 10-32 RUST RESIST SCREW | 411 | 369.9 | [8 empty] | 656747095184 | Y | 4.85 |  |  | https://assetserver.net/_assets/_prop65/shortform cancerandreprod_midat.jpg | US-United States | Mounts & Racks | Racks |  |  | 0 | Fastener Type: Rack Screw | Fastener Quantity: 500 x Rack Screw | Fastener Quantity: 500 | Maximum Notational Diameter: 10 | Maximum Length: 0.75" | 3.750 x 3.750 x 6.000 | remium rack screws provide the best bit engagement in the<br> industry. HG hardware features salt spray resistant plating that slows rust build-up and is ideal for marine and high-humidity installations. HM hardware features an attractive black matte finish. Both types are truss-head hardware, 10-32 threaded, 3/4 -inch long with pre-installed washers and self-guiding pilot points
Racks | Middle Atlantic | HHCM-1 | 1SP HINGED HORIZ CBL MANAGER | 94 | 84.6 | [8 empty] | 656747092947 | Y | 2.9 |  |  | https://assetserver.net/_assets/_prop65/shortform cancerandreprod_midat.jpg | US | Mounts & Racks | Racks |  |  | 0 | Cable Manager Type: Cable Manager | Product Color: Black | Product Material: Steel | Rack Height: 1U | Panel Width: 19" | 24.500 x 4.750 x 3.500 | Conceal patch cables while providing cable strain relief with the hinged horizontal cable managers. These 19in cable managers provide a strong, attractive method for organizing patch cords and maintaining the required bend radius. The hinged front panel has a magnetic closure and conceals cables dressed between components and cable chases. Ample cable pass-throughs provided for dressing cables above, below, to the sides and behind the cable manager. Finished in a durable black powder coat.
Racks | Middle Atlantic | HHCM-2 | 2SP HINGED HORIZ CABLE MANAGER | 105 | 94.5 | [8 empty] | 656747061707 | Y | 4.1 |  |  | https://assetserver.net/_assets/_prop65/shortform cancerandreprod_midat.jpg | US-United States | Mounts & Racks | Racks |  |  | 0 | Cable Manager Type: Cable Manager | Product Color: Black | Product Material: Steel | Rack Height: 2U | Panel Width: 19" | 25.000 x 5.000 x 4.000
Racks | Middle Atlantic | HM | 100PC 10-32 PREMIUM PHIL SCREW | 107 | 96.3 | [8 empty] | 656747095191 | Y | 0.9 |  |  | https://assetserver.net/_assets/_prop65/shortform cancerandreprod_midat.jpg | TW | Mounts & Racks | Racks |  |  | 0 | Fastener Type: Rack Screw | Fastener Quantity: 100 x Rack Screw | Fastener Quantity: 100 | Maximum Notational Diameter: 10 | Maximum Length: 0.75" | 3.000 x 2.000 x 1.000 | remium rack screws provide the best bit engagement in the<br> industry. HG hardware features salt spray resistant plating that slows rust build-up and is ideal for marine and high-humidity installations. HM hardware features an attractive black matte finish. Both types are truss-head hardware, 10-32 threaded, 3/4 -inch long with pre-installed washers and self-guiding pilot points
Racks | Middle Atlantic | HM500 | 500PC 10-32 PREMIUM PHIL SCREW | 411 | 369.9 | [8 empty] | 656747095207 | Y | 4.8 |  |  | https://assetserver.net/_assets/_prop65/shortform cancerandreprod_midat.jpg | US-United States | Mounts & Racks | Racks |  |  | 0 | Fastener Type: Rack Screw | Maximum Notational Diameter: 10 | Maximum Length: 0.75" | Head Type: Truss | Drive Type: Philips | 6.000 x 3.500 x 4.800 | Premium rack screws provide the best bit engagement in the industry. HG hardware features salt spray resistant plating that slows rust build-up and is ideal for marine and high-humidity installations. HM hardware features an attractive black matte finish. Both types are truss-head hardware, 10-32 threaded, 3/4 -inch long with pre-installed washers and self-guiding pilot points.
Racks | Middle Atlantic | HP-24 | 100PC 12-24 RACK SCREWS W/WASH | 52 | 46.8 | [8 empty] | 656747008313 | Y | 0.9 |  |  | https://assetserver.net/_assets/_prop65/shortform cancerandreprod_midat.jpg | TW-Taiwan | Mounts & Racks | Racks |  |  | 0 | Fastener Type: Rack Screw | Fastener Quantity: 100 x Rack Screw | Maximum Notational Diameter: 12 | Maximum Length: 0.62" | Head Type: Truss | 5.000 x 3.500 x 1.000 | <p>Primarily used in telecommunications and data, these 5/8" long 12-24 threaded screws are heat-treated to prevent head stripping. Finished in black, includes nylon washers.</p>
Racks | Middle Atlantic | HP24-500 | 500PC 12-24 SCREW W/WASHER | 238 | 214.2 | [8 empty] | 656747069406 | Y | 4.75 |  |  | https://assetserver.net/_assets/_prop65/shortform cancerandreprod_midat.jpg | US-United States | Mounts & Racks | Racks |  |  | 0 | [5 empty] | 6.000 x 3.500 x 3.500 | Primarily used in telecommunications and data, these 3/4-inch long 12-24 and 6MM<br> threaded screws are heat-treated to prevent head stripping. Finished in black, includes nylon washers.
Racks | Middle Atlantic | HP-6MM | 100PC 6MM RACK SCREWS, BLK | 88 | 79.2 | [8 empty] | 656747008368 | Y | 0.32 |  |  | https://assetserver.net/_assets/_prop65/shortform cancerandreprod_midat.jpg | TW-Taiwan | Mounts & Racks | Racks |  |  | 0 | Maximum Fractional Diameter: 0.24" | Drive Type: Philips | Product Color: Black | Limited Warranty: Lifetime |  | 5.000 x 3.500 x 1.000 | <p>Primarily used in telecommunications and data, these 5/8" long 12-24 and 6MM threaded screws are heat-treated to prevent head stripping. Finished in black, includes nylon washers.</p>
Racks | Middle Atlantic | HPM-4-915 | 4SP ADJUSTABLE DEPTH HPM,9"-15" | 210 | 189 | [8 empty] | 656747115578 | Y | 9.8 | https://assetserver.net/_assets/middle atlantic/1000/hpm4915.jpg |  | https://assetserver.net/_assets/_prop65/shortform cancerandreprod_midat.jpg | US-United States | Mounts & Racks | Racks |  |  | 0 | Device Supported: Rack Panel | Maximum Load Capacity: 15 lb | Features: Cable Management | Features: Adjustable Depth | Product Color: Black | 31.500 x 10.500 x 2.500 | Economical hinged wall mount provides easy rear access to rackmount components <br /> <br /> <ul> <li>One side hinged at two points for easy rear access</li> <li>Simple adjustable depth accommodates components from 9-inch - 15-inch</li> <li>Available in 4, 6 or 8 rackspace models</li> <li>Built-in cable management</li> <li>Includes (4) 10-32 rack screws</li> <li>Grounding stud built-in</li> <li>Space indicators marked on rackrail</li> </ul>
Racks | Middle Atlantic | HPM-6 | 6SP WALLMNT HINGED PANEL MNT | 133 | 119.7 | [8 empty] | 656747008412 | Y | 7.9 |  |  | https://assetserver.net/_assets/_prop65/shortform cancerandreprod_midat.jpg | US-United States | Mounts & Racks | Racks |  |  | 0 | Product Color: Black | Height: 10.5" | Depth: 6" | Limited Warranty: Lifetime |  | 21.000 x 11.000 x 7.000 | Our Hinged Panel Mounts provide simple and straightforward wall mounting of components and can also be rack mounted to any 19in open frame rack. Hinges open to provide rear access to mounted components. Rugged steel construction; rack screws and hook and loop fasteners are included. Sturdy steel construction. Hinged to provide rear access to mounted components. Universal keyhole mounting for left or right swing. Standard 10-32 threaded rack rail. Optional dust cover/modem shelf is available. Includes rack screws and hook & loop fasteners.
Racks | Middle Atlantic | HPM-6-915 | 6SP ADJUSTABLE DEPTH HPM,9"-15" | 220 | 198 | [8 empty] | 656747115585 | Y | 14 |  |  | https://assetserver.net/_assets/_prop65/shortform cancerandreprod_midat.jpg | US | Mounts & Racks | Racks |  |  | 0 | Form Factor: Rack-mountable | Form Factor: Wall Mountable | Product Color: Black Powder Coat | Product Material: Steel | Static/Stationary Weight Capacity: 20 lb | 31.500 x 15.500 x 2.500 | <p>Our Hinged Panel Mounts provide simple and straightforward wall mounting of components and can also be rackmounted to any 19" open frame rack. Hinges open to provide rear access to mounted components. Rugged steel construction; rack screws and hook and loop fasteners are included.</p> <ul> <li>Simple adjustable depth accommodates components from 9" - 15"</li> <li>Sturdy steel construction</li> <li>Hinged to provide rear access to mounted components</li> <li>Universal keyhole mounting for left or right swing</li> <li>Standard 10-32 threaded rackrail</li> <li>Includes rack screws</li> </ul>
Racks | Middle Atlantic | HPM-8-915 | 8SP ADJUSTABLE DEPTH HPM,9"-15" | 238 | 214.2 | [8 empty] | 656747115592 | Y | 17.8 |  |  | https://assetserver.net/_assets/_prop65/shortform cancerandreprod_midat.jpg | US-United States | Mounts & Racks | Racks |  |  | 0 | Form Factor: Wall Mountable | Form Factor: Rack-mountable | Product Color: Black Powder Coat | Product Material: Steel | Static/Stationary Weight Capacity: 25 lb | 31.700 x 18.000 x 2.500 | <p>Our Hinged Panel Mounts provide simple and straightforward wall mounting of components and can also be rackmounted to any 19" open frame rack. Hinges open to provide rear access to mounted components. Rugged steel construction; rack screws and hook and loop fasteners are included.</p> <ul> <li>Simple adjustable depth accommodates components from 9" - 15"</li> <li>Sturdy steel construction</li> <li>Hinged to provide rear access to mounted components</li> <li>Universal keyhole mounting for left or right swing</li> <li>Standard 10-32 threaded rackrail</li> <li>Includes rack screws</li> </ul>
Racks | Middle Atlantic | HPM-LID | HPM SERIES OPTIONAL TOP COVER | 69 | 62.1 | [8 empty] | 656747027901 | Y | 2.7 |  |  | https://assetserver.net/_assets/_prop65/shortform cancerandreprod_midat.jpg | US-United States | Mounts & Racks | Racks |  |  | 0 | Sturdy steel construction | Snaps in place on fixed-depth HPM models | Can be shelf for smaller items such as network switch or modem |  |  | 21.000 x 8.000 x 2.000 | <p>Snaps in place on fixed-depth HPM models, steel construction</p>
Racks | Middle Atlantic | HPQ | 100PC 10-32X3/8 RACK SCREWS | 46 | 41.4 | [8 empty] | 656747069376 | Y | 1 |  |  | https://assetserver.net/_assets/_prop65/shortform cancerandreprod_midat.jpg | US | Mounts & Racks | Racks |  |  | 0 | Fastener Type: Rack Screw | Fastener Quantity: 100 x Rack Screw | Maximum Notational Diameter: 10 | Maximum Length: 0.37" | Head Type: Truss | 5.000 x 3.500 x 1.000 | <p>Cable friendly HPQ Series screws are 3/8" long with 10-32 threads and feature a rounded end to allow wires to be dressed inside front rackrail without chafing. Featuring an attractive Phillips truss head, finished in black.</p>
Racks | Middle Atlantic | HPQ-500 | 500PC 10-32X3/8 RACK SCREWS | 208 | 187.2 | [8 empty] | 656747069383 | Y | 5 |  |  | https://assetserver.net/_assets/_prop65/shortform cancerandreprod_midat.jpg | US | Mounts & Racks | Racks |  |  | 0 | [5 empty] | 6.000 x 3.500 x 3.500 | Cable friendly HPQ Series screws are 3/8-inch long with 10-32 threads and feature a rounded end to allow wires to be dressed inside front rackrail without chafing. Featuring an attractive Phillips truss head, finished in black.
Racks | Middle Atlantic | HRBL1 | 1 UNIT WIDTH HALF RACK BLANK | 26 | 23.4 | [8 empty] | 656747008573 | Y | 0.3 |  |  | https://assetserver.net/_assets/_prop65/shortform cancerandreprod_midat.jpg | US | Mounts & Racks | Racks |  |  | 0 | [5 empty] | 10.500 x 1.750 x 0.500 | The lightweight, 16-gauge aluminum construction found in the PBL series makes for easy machining. Flanged for extra strength, black powder coat finish. ½ rack models also available.
Racks | Middle Atlantic | HR-EVT1 | 1/2 RACK(8 3/4"),ALUM 1SP VT PNL,BLACK POWDER | 27 | 24.3 | [8 empty] | 656747185854 | Y | 0.2 |  |  | https://assetserver.net/_assets/_prop65/shortform cancerandreprod_midat.jpg | US | Mounts & Racks | Racks |  |  | 0 | Product Color: Black | Product Material: Steel | Compatible Rack Height: 1U | Weight (Approximate): 2.24 oz | Environmentally Friendly: Yes | 10.400 x 1.750 x 0.350 | <p>Value in a flanged design utilizing 16-gauge steel construction. Black powder coat and black brushed and anodized finish. Â½ rack sizes now available.</p>
Racks | Middle Atlantic | HRF-1214 | 12SP(21"),1/2 RACK FRAME(8 3/4"),14"DP | 561 | 504.9 | [8 empty] | 656747185793 | Y | 16.24 |  |  | https://assetserver.net/_assets/_prop65/shortform cancerandreprod_midat.jpg | US-United States | Mounts & Racks | Racks |  |  | 0 | Product Color: Black | Height: 21.9" | Width: 10.7" | Rack Height: 12U | Rack Width: 9.20" | 24.000 x 16.500 x 13.000 | Space efficient mounting solutions for rack width components
Racks | Middle Atlantic | HRF-814 | 8SP(14"),1/2 RACK FRAME(8 3/4"),14"DP | 531 | 477.9 | [8 empty] | 656747185809 | Y | 13.5 |  |  | https://assetserver.net/_assets/_prop65/shortform cancerandreprod_midat.jpg | US | Mounts & Racks | Racks |  |  | 0 | Product Color: Black | Maximum Weight Capacity: 125 lb | Height: 14.9" | Width: 10.6" | Rack Height: 8U | 17.000 x 16.000 x 12.300 | Space efficient mounting solutions for rack width components <br /> <ul> <li>Half width design allows for half rack equipment from many vendors</li> <li>Mounting shelves include a pattern of holes and slots that accommodate any mounting pattern</li> <li>Low profile design maximizes the amount of useable rackspace</li> <li>Features a strong welded frame that allows for pre-loading equipment and transportation to the installation site</li> <li>Available in 8 and 12 space useable racking height</li> <li>14-inch depth</li> <li>Rackrail features offset cable tie area which keeps the rack to a slim 10-5/8-inch width</li> <li>Optional runner kits allow the rack to easily slide in or out of cabinets and credenzas</li> </ul>
Racks | Middle Atlantic | HR-QBP-1 | QUIET 1 BLWR 1/2 RACK PNL | 448 | 403.2 | [8 empty] | 656747185885 | Y | 3.7 |  |  | https://assetserver.net/_assets/_prop65/shortform cancerandreprod_midat.jpg | US-United States | Mounts & Racks | Racks |  |  | 0 | Maximum Air Flow: 50 CFM | Input Voltage: 12 V DC | Form Factor: Rack-mountable | Compatible Rack Height: 1U | Product Color: Black | 10.100 x 10.400 x 1.750 | <p>10.4" Half Rack Quiet Blower Panel shall be Middle Atlantic Products model # HR-QBP-1. Half Rack Quiet Blower panel shall be finished in a durable black powder coat and shall occupy 1 rackspace. Half Rack Quiet Blower panel shall activate at 87&deg;F (30.5&deg;C), reach full speed at 95&deg;F (35&deg;C) and switch off at 85&deg;F (29.4&deg;C Half Rack Quiet Blower panel shall displace 50 CFM with a maximum decibel level of 28 dB (measurements made 1 meter from source, centered horizontally and vertically). Half Rack Quiet Blower shall meet applicable requirements under the Low Voltage Directive 2006/95/EC and EMC Directive 2004/108/EC. Half Rack Quiet Blower panel shall be manufactured by an ISO 9001 and ISO 14001 registered company. Half Rack Quiet Blower panel shall be warrantied to be free from defects in materials and workmanship under normal use and conditions for a period of 3 years. Half Rack Quiet Blower panel shall include a UL Listed 12V DC power supply and temperature probe with a 9' cord.</p>
Racks | Middle Atlantic | HR-UMS1-11.5 | 1/2 RACK 1 SPACE UNIV MULTI SHELF,11.5"DEEP,BK | 126 | 113.4 | [8 empty] | 656747185847 | N | 2.4 |  |  | https://assetserver.net/_assets/_prop65/shortform cancerandreprod_midat.jpg | US | Mounts & Racks | Racks |  |  | 0 | Application/Usage: A/V Equipment | Form Factor: Rack-mountable | Product Color: Black Powder Coat | Product Material: Steel | Height: 1.8" | 20.000 x 12.000 x 2.000
Racks | Middle Atlantic | HR-UMS1-3.5 | 1/2RK,1SP SHELF,3.5"D | 90 | 81 | [8 empty] | 656747204333 | Y | 1 |  |  | https://assetserver.net/_assets/_prop65/shortform cancerandreprod_midat.jpg | US-United States | Mounts & Racks | Racks |  |  | 0 | Designed to hold small devices with nearly any mounting screw pattern | Universal pattern, with countersunk holes for popular Extron&reg; devices |  |  |  | 16.000 x 8.000 x 2.000
Racks | Middle Atlantic | HR-UMS1-5.5 | 1/2 RACK 1 SPACE UNIV MULTI SHELF,5.5"DEEP,BK | 102 | 91.8 | [8 empty] | 656747185830 | Y | 2 |  |  | https://assetserver.net/_assets/_prop65/shortform cancerandreprod_midat.jpg | US | Mounts & Racks | Racks |  |  | 0 | Application/Usage: A/V Equipment | Form Factor: Rack-mountable | Product Color: Black Powder Coat | Product Material: Steel | Height: 1.8" | 16.000 x 7.500 x 2.000
Racks | Middle Atlantic | HSK | 100PC 10-32 SQUARE DRIVE W/PIN | 72 | 64.8 | [8 empty] | 656747058035 | Y | 0.9 |  |  | https://assetserver.net/_assets/_prop65/shortform cancerandreprod_midat.jpg | TW-Taiwan | Mounts & Racks | Racks |  |  | 0 | Fastener Type: Rack Screw | Fastener Quantity: 100 x Rack Screw | Maximum Notational Diameter: 10 | Maximum Length: 0.75" | Threads Per Inch (TPI): 32 | 5.000 x 3.500 x 1.000 | <p>Security screws are the ideal way to keep people from tampering with rackmounted equipment. The patented high security Guardian Series&trade; hardware is unique to Middle Atlantic and features a square post drive that cannot be found elsewhere. All screws are 10-32 by 3/4" and include factory-installed black nylon washer and black finish.</p> <p></p>
Racks | Middle Atlantic | IBGR-276FT | INT'L 4-1/2"DC BGR FAN TOP,4FANS,276CFM,BLK | 701 | 630.9 | [8 empty] | 656747187841 | Y | 7.14 |  |  | https://assetserver.net/_assets/_prop65/shortform cancerandreprod_midat.jpg | US-United States | Mounts & Racks | Racks |  |  | 0 | Top with 4 mounted fans moves 276 CFM at 35 dBA | 220V input voltage |  |  |  | 25.300 x 11.300 x 3.500
Racks | Middle Atlantic | IBGR-276FT-FC | INT'L 4-1/2"DC BGR FAN TOP,4FANS,FAN CNTRL,BLK | 890 | 801 | [8 empty] | 656747187865 | N | 7.2 |  |  | https://assetserver.net/_assets/_prop65/shortform cancerandreprod_midat.jpg | US | Mounts & Racks | Racks |  |  | 0 | Top with 4 mounted fans moves 276 CFM at 35 dBA | Includes controller with settable control points and alarm | 220V input voltage |  |  | 25.300 x 11.300 x 3.500
Racks | Middle Atlantic | IBGR-552FT | INT'L4-1/2"DC BGR FAN TOP,INCL 8FANS,552CFM,BK | 924 | 831.6 | [8 empty] | 656747187858 | Y | 9.6 |  |  | https://assetserver.net/_assets/_prop65/shortform cancerandreprod_midat.jpg | US-United States | Mounts & Racks | Racks |  |  | 0 | Top with 8 mounted fans moves 552 CFM at 38 dBA | 220V input voltage |  |  |  | 24.300 x 17.800 x 4.800
Racks | Middle Atlantic | IBGR-552FT-FC | INT'L4-1/2"DC BGR FAN TOP,INCL 8FANS,CNTRL,BK | 952 | 856.8 | [8 empty] | 656747187872 | Y | 9.6 |  |  | https://assetserver.net/_assets/_prop65/shortform cancerandreprod_midat.jpg | US | Mounts & Racks | Racks |  |  | 0 | Top with 8 mounted fans moves 552 CFM at 38 dBA | Includes controller with settable control points and alarm | 220V input voltage |  |  | 24.300 x 17.800 x 4.800
Racks | Middle Atlantic | ICAB-COOL-2 | CAB CLR,FOR SMALLER CABS,DUAL KIT,40CFM,220V | 365 | 328.5 | [8 empty] | 656747143014 | Y | 1.81 |  |  | https://assetserver.net/_assets/_prop65/shortform cancerandreprod_midat.jpg | US-United States | Mounts & Racks | Racks |  |  | 0 | Number of Fans: 2 | Maximum Airflow: 149.6 gal/min | Fan Height: 4.50" | Fan Width: 5.25" | Fan Depth: 3.07" | 3.070 x 5.250 x 4.500 | Cabinet cooler removes heat generated by components located in smaller cabinets, credenzas, lecterns, and entertainment centers. Thermostatically controlled to operate only when needed to extend fan life and minimize dust, this quiet-cooling device features an aesthetically designed vent that can be painted to match its environment. Dual version includes 2 fans driven by a single thermostat and single power supply.
Racks | Middle Atlantic | ICAB-COOL50 | CABINET COOLER SYSTEM, INTERNATIONAL, 50CFM | 425 | 382.5 | [8 empty] | 656747188619 | Y | 3.6 |  |  | https://assetserver.net/_assets/_prop65/shortform cancerandreprod_midat.jpg | US-United States | Mounts & Racks | Racks |  |  | 0 | Removes heat from smaller cabinet areas to help extend equipment life | Rated 50 CFM, at 29 dBA | Can be painted to match desired color | Blower activates automatically at 87F (30.5C) and turns off at 85F (29C) | Includes thermostatic controller and 12V power supply (220 - 240VAC input) | 14.500 x 14.500 x 5.250
Racks | Middle Atlantic | ICLS-COOL-1 | INTERNATIONAL CLOSET COOL ACT EX,PASS INT | 473 | 425.7 | [8 empty] | 656747095771 | Y | 6.6 | https://assetserver.net/_assets/middle atlantic/1000/iclscool1.jpg |  | https://assetserver.net/_assets/_prop65/shortform cancerandreprod_midat.jpg | US-United States | Mounts & Racks | Racks |  |  | 0 | Number of Fans: 2 | Maximum Airflow: 374 gal/min | Noise Levels (A-Weighted): 25 dB(A) | Product Material: Wood | Width: 15.7" | 20.500 x 7.250 x 6.250 | ICLS-COOL-1</b><br> Closet cooler removes heat from closets where small rack systems are located. Two solid oak vents will be visible and can be stained or painted to match any room's d&eacute;cor. This cooling solution runs only when needed, mounts to closet doors and is available with an active exhaust and passive intake for closets with gaps.
Racks | Middle Atlantic | ICLS-COOL-2 | INTERNATIONAL CLOSET COOL ACT EX,ACT INT | 623 | 560.7 | [8 empty] | 656747095788 | Y | 8 |  |  | https://assetserver.net/_assets/_prop65/shortform cancerandreprod_midat.jpg | US-United States | Mounts & Racks | Racks |  |  | 0 | Number of Fans: 2 | Maximum Airflow: 374 gal/min | Noise Levels (A-Weighted): 28 dB(A) | Product Material: Wood | Fan Width: 15.75" | 8.000 x 8.000 x 6.000 | Closet cooler removes heat from closets where small rack systems are located. Two solid oak vents will be visible and can be stained or painted to match any room's d&eacute;cor. This cooling solution runs only when needed, mounts to closet doors and is available with an active exhaust and active intake for tightly sealed closets.
Racks | Middle Atlantic | ICOMP-COOL50 | COMPONENT COOLER,INTER,50CFM,STANDALONE | 422 | 379.8 | [8 empty] | 656747188626 | Y | 3.6 |  |  | https://assetserver.net/_assets/_prop65/shortform cancerandreprod_midat.jpg | US-United States | Mounts & Racks | Racks |  |  | 0 | Placed directly on hot system components to remove excessive heat | Rated 50 CFM, at 29 dBA | System activates automatically when needed | Includes thermostatic controller and 12V power supply (220V input) |  | 14.500 x 14.500 x 5.250
Racks | Middle Atlantic | ICOMP-COOL50P | COMPONENT COOLER,INTER,50CFM,PLATFORM | 571 | 513.9 | [8 empty] | 656747188633 | Y | 8.7 |  |  | https://assetserver.net/_assets/_prop65/shortform cancerandreprod_midat.jpg | US-United States | Mounts & Racks | Racks |  |  | 0 | Placed directly on hot system components to remove excessive heat | Steel platform style can support additional components above | Rated 50 CFM, at 29 dBA | System activates automatically when needed | Includes thermostatic controller and 12V power supply (220V input) | 20.750 x 16.250 x 4.250
Racks | Middle Atlantic | IDCFANKIT-4 | INKL BRK FAN KIT 4 FANS 100CFM | 278 | 250.2 | [8 empty] | 656747104367 | Y | 3 |  |  | https://assetserver.net/_assets/_prop65/shortform cancerandreprod_midat.jpg | US-United States | Mounts & Racks | Racks |  |  | 0 | Designed for cooling laminate racks | Mounts in top of Rear Access Panel | Rated for 100 CFM in free air | 220V input voltage | (4) Fan guards included | 22.000 x 7.500 x 4.250 | <p>Intelligent thermostatic control, works with 22" or deeper BRK, MBRK</p>
Racks | Middle Atlantic | IDF-ARB-24 | RAIL BRACKET EXTENDER FOR IDF-XX24 | 89 | 80.1 | [8 empty] | 656747094422 | Y | 3.2 |  |  | https://assetserver.net/_assets/_prop65/shortform cancerandreprod_midat.jpg | US-United States | Mounts & Racks | Racks |  |  | 0 | Device Supported: Rack | Compatibility: <p>Middle Atlantic IDF Intermediate Distribution Rack</p> | Limited Warranty: Lifetime |  |  | 20.000 x 2.250 x 0.100 | <p>Optional rackrail bracket extender, converts IDF to full front to rear adjustable rackrail</p>
Racks | Middle Atlantic | IDF-TM-1224BK | 12SP TRUSS MOUNTED,24"DP ENCLOSURE | 1869 | 1682.1 | [8 empty] | 656747094408 | N | 107 |  |  | https://assetserver.net/_assets/_prop65/shortform cancerandreprod_midat.jpg | US-United States | Mounts & Racks | Racks |  |  | 0 | Mounts overhead directly to uni-strut beams or from trusses using threaded rods (not included) | Dual exhaust fans extend equipment life | Removable aluminum plate in the bottom of the enclosure can be machined in the field to mount wireless antennae, dome cameras and more | Multiple UHF/VHF antenna knockouts on the bottom of the enclosure | Grounding/bonding stud in top of enclosure facilitates proper grounding and bonding of electronic equipment, as per NEBS and NEC standards | 30.000 x 27.000 x 32.000 | IDF-TM-1224BK</b><br /> Choose the IDF when rackmounting hubs, routers and other equipment overhead in warehouses, retail outlets or any larger, open location. Mounts to building truss or Unistrut&reg; beams using 1/2-inch threaded rod, or directly to Unistrut beams. Includes safety lanyard. A great solution for distributed systems.
Racks | Middle Atlantic | IDF-TM-1624BK | 16SP TRUSS MOUNTED,24"DP ENCLOSURE | 1989 | 1790.1 | [8 empty] | 656747094415 | Y | 120 |  |  | https://assetserver.net/_assets/_prop65/shortform cancerandreprod_midat.jpg | US-United States | Mounts & Racks | Racks |  |  | 0 | Form Factor: External | Product Color: Black Textured | Product Material: Steel | Height: 31.1" | Width: 23.5" | 30.000 x 27.000 x 37.000 | Rackmount hubs, routers and other equipment overhead in warehouses, retail outlets and other large, open area locations.<ul><li>Mounts overhead directly to uni-strut beams or from trusses using threaded rods (not included)</li><li>Dual exhaust fans extend equipment life</li><li>Bottom plate can be machined in the field to mount wireless antennae, dome cameras and more</li><li>Multiple UHF/VHF antenna knockouts on the bottom of the enclosure</li><li>Grounding/bonding stud in top of enclosure facilitates proper grounding and bonding of electronic equipment, per NEBS and NEC standards</li><li>Side knockouts for conduit pass-through to internal, standard electrical box</li><li>Ships with included rackmount power distribution unit, model # PD-915R</li><li>Top includes four integral gland grommets for protecting cables and reducing dust within the enclosure</li><li>Durable textured black powder coat finish</li><li>UL Listed in the US and Canada</li></ul>
Racks | Middle Atlantic | IFAN2-DC | INTL (2) 4" DC FANS | 141 | 126.9 | [8 empty] | 656747272134 | Y | 2 |  |  | https://assetserver.net/_assets/_prop65/shortform cancerandreprod_midat.jpg | US-United States | Mounts & Racks | Racks |  |  | 0 | 4" DC fan kit rated at 138 CFM | Includes two 69 CFM fans, hardware and cord | (2) Fan guards included | Includes international power supply kit |  | 9.000 x 9.000 x 9.000
Racks | Middle Atlantic | IFANPNL-2DC | INTL FAN PNL,(2)DC FANS | 181 | 162.9 | [8 empty] | 656747266270 | Y | 1 |  |  | https://assetserver.net/_assets/_prop65/shortform cancerandreprod_midat.jpg | US | Mounts & Racks | Racks |  |  | 0 | Number of Fans: 2 | Maximum Air Flow: 138 CFM | Features: Quiet | Product Color: Black | Compatible Rack Height: 3U | 23.000 x 8.000 x 5.000
Racks | Middle Atlantic | IFANTOP-138DC | INTL FAN TOP,138CFM,DC | 191 | 171.9 | [8 empty] | 656747252655 | Y | 3.7 |  |  | https://assetserver.net/_assets/_prop65/shortform cancerandreprod_midat.jpg | US-United States | Mounts & Racks | Racks |  |  | 0 | Number of Fans: 2 | Maximum Air Flow: 138 CFM | Product Color: Black | Height: 5.4" | Width: 14" | 18.500 x 7.300 x 3.000
Racks | Middle Atlantic | IFTA-3 | 220V FANTRAY,ADJ,3 FAN | 672 | 604.8 | [8 empty] | 656747135491 | Y | 13.6 |  |  | https://assetserver.net/_assets/_prop65/shortform cancerandreprod_midat.jpg | US-United States | Mounts & Racks | Racks |  |  | 0 | Locates fans directly above hot equipment to promote air flow | Tray can be adjusted on mounting rails as needed | Fans can be located in best positions for project needs | Additional fans can be added, up to a total of 8 | Includes power supply and thermostatic controller | 20.250 x 21.250 x 5.000 | <p>Fan tray system lets you locate fans directly above vents on hot equipment to help hot air get moving in the right direction for rack cooling systems.</p> <ul> <li>Uses from 3 to 8 quiet 4" DC fans (69 CFM for each fan)</li> <li>8 fan mounting positions and optional add-on fans let you locate fans exactly where needed</li> <li>Energy-saving thermostatic control for automatic on/off as needed</li> <li>Powered by a single power cord</li> <li>Occupies only one rackspace</li> <li>Adjustable mounting range of 18" to 32"</li> </ul>
Racks | Middle Atlantic | IFTA-6 | 220V FANTRAY,ADJ,6 FAN | 847 | 762.3 | [8 empty] | 656747135507 | Y | 15.8 |  |  | https://assetserver.net/_assets/_prop65/shortform cancerandreprod_midat.jpg | US | Mounts & Racks | Racks |  |  | 0 | Locates fans directly above hot equipment to promote air flow | Tray can be adjusted on mounting rails as needed | Fans can be located in best positions for project needs | Additional fans can be added, up to a total of 8 | Includes power supply and thermostatic controller | 20.000 x 21.000 x 5.000 | <p>Fan tray system lets you locate fans directly above vents on hot equipment to help hot air get moving in the right direction for rack cooling systems.</p> <ul> <li>Uses from 3 to 8 quiet 4" DC fans (69 CFM for each fan)</li> <li>8 fan mounting positions and optional add-on fans let you locate fans exactly where needed</li> <li>Energy-saving thermostatic control for automatic on/off as needed</li> <li>Powered by a single power cord</li> <li>Occupies only one rackspace</li> <li>Adjustable mounting range of 18" to 32"</li> </ul>
Racks | Middle Atlantic | IKO-AWFP2 | FAN KIT FOR REAR DOOR KNOCKOUT FOR INT'L USE | 281 | 252.9 | [8 empty] | 656747198847 | Y | 9.1 |  |  | https://assetserver.net/_assets/_prop65/shortform cancerandreprod_midat.jpg | US-United States | Mounts & Racks | Racks |  |  | 0 | Number of Fans: 2 | Maximum Airflow: 1421.3 gal/min | Fan Height: 5.25" | Fan Width: 19" | Fan Depth: 2" | 22.000 x 7.000 x 5.000 | Middle Atlantic Products standard solid rear doors on WRK, MRK and ERK Series (pg. 35) enclosures are configurable for achieving optimal active or passive thermal management. Fan, vent and filter kits are available to install after laser knockouts are removed from door.
Racks | Middle Atlantic | IMFR-FANKIT-2 | INT'L MFR FN KIT,INCL2DC FNS,50CFM TOTAL,W/PWR | 181 | 162.9 | [8 empty] | 656747196911 | Y | 4 |  |  | https://assetserver.net/_assets/_prop65/shortform cancerandreprod_midat.jpg | US | Mounts & Racks | Racks |  |  | 0 | Fan kit includes two 3" fans for total 50 CFM | 220V input voltage, includes power supply | Fan guards not included |  |  | 9.500 x 6.250 x 6.750
Racks | Middle Atlantic | IQBP-2 | INTERNATIONAL QUIET 2 BLOWER PANEL, 1SP BLACK | 689 | 620.1 | [8 empty] | 656747182242 | Y | 5.2 |  |  | https://assetserver.net/_assets/_prop65/shortform cancerandreprod_midat.jpg | CN-China | Mounts & Racks | Racks |  |  | 0 | Number of Fans: 2 | Maximum Air Flow: 100 CFM | Product Color: Black | Compatible Rack Height: 1U | Height: 1.7" | 23.200 x 14.100 x 5.100 | <p>Includes one space panel and two custom blowers</p> <ul> <li>Includes panel and two custom-designed blowers</li> <li>Takes up only one rackspace, and includes thermostatic controller</li> <li>Flat black powder coat finish</li> <li>220 - 240VAC input voltage</li> </ul>
Racks | Middle Atlantic | IQBP-2A | INT'L QUIET 2 BLOWER PANEL,1SP ANODIZED | 689 | 620.1 | [8 empty] | 656747182259 | Y | 6 |  |  | https://assetserver.net/_assets/_prop65/shortform cancerandreprod_midat.jpg | US | Mounts & Racks | Racks |  |  | 0 | Number of Fans: 2 | Maximum Air Flow: 100 CFM | Product Color: Brushed Anodized Black | Compatible Rack Height: 1U | Height: 1.7" | 23.200 x 14.100 x 5.100 | <p>Includes one space panel and two custom blowers</p> <ul> <li>Includes panel and two custom-designed blowers for 100 CFM at 30 dB</li> <li>Takes up only one rackspace, and includes thermostatic controller</li> <li>Black brush and anodized finish</li> <li>220 - 240VAC input voltage</li> </ul>
Racks | Middle Atlantic | IRCS-1824 | 18U/610MMD,CONFIGURED RK | 1609 | 1448.1 | 1 | [6 empty] | 1 | 656747203497 | N | 124 |  |  | https://assetserver.net/_assets/_prop65/shortform cancerandreprod_midat.jpg | US | Mounts & Racks | Racks |  |  | 0 | Form Factor: Floor Standing | Product Color: Metallic Gray Powder Coat | Product Material: Steel | Product Material: Tempered Glass | Static/Stationary Weight Capacity: 500 lb | 26.000 x 27.000 x 45.000 | <p>The Essex RCS Series Residential Configured Rack System offers exceptional quality and value at cost-effective prices for residential installers. It is completely assembled at the factory and ships with pre-installed accessories to save contractors time in the field while eliminating packaging waste.</p> <ul> <li>Fully welded steel construction</li> <li>Ships fully assembled to save time</li> <li>Locking removable side panels for easy integration</li> <li>Glass front door, locking rear access panel standard</li> <li>Includes front and rear adjustable rackrail</li> <li>Assembled with 3 shelves and 3 blank panels</li> <li>One set of Essex accessory brackets included to mount vertical power or lace strips</li> <li>Add a bracket to mount additional Essex accessories, ESX-ACC-BKT</li> </ul>
Racks | Middle Atlantic | IRCS-2724 | 27U/610MMD,CONFIGURED RK | 1986 | 1787.4 | [8 empty] | 656747203503 | Y | 207 |  |  | https://assetserver.net/_assets/_prop65/shortform cancerandreprod_midat.jpg | US-United States | Mounts & Racks | Racks |  |  | 0 | Form Factor: Floor Standing | Product Color: Metallic Gray Powder Coat | Product Material: Steel | Product Material: Tempered Glass | Static/Stationary Weight Capacity: 750 lb | 26.000 x 26.000 x 55.000 | <p>The Essex RCS Series Residential Configured Rack System offers exceptional quality and value at cost-effective prices for residential installers. It is completely assembled at the factory and ships with pre-installed accessories to save contractors time in the field while eliminating packaging waste.</p> <ul> <li>Fully welded steel construction</li> <li>Ships fully assembled to save time</li> <li>Locking removable side panels for easy integration</li> <li>Glass front door, locking rear access panel standard</li> <li>Includes front and rear adjustable rackrail</li> <li>Assembled with 5 shelves and 5 blank panels</li> <li>One set of Essex accessory brackets included to mount vertical power or lace strips</li> <li>Add a bracket to mount additional Essex accessories, ESX-ACC-BKT</li> </ul>
Racks | Middle Atlantic | IRCS-3524 | 35SP/610MMD RK W/SP,FD,RAP(4)SHLV & PNLS | 2252 | 2026.8 | [8 empty] | 656747241505 | Y | 203 |  |  | https://assetserver.net/_assets/_prop65/shortform cancerandreprod_midat.jpg | US-United States | Mounts & Racks | Racks |  |  | 0 | Form Factor: Floor Standing | Product Color: Metallic Gray Powder Coat | Product Material: Steel | Product Material: Tempered Glass | Static/Stationary Weight Capacity: 1000 lb | 27.000 x 26.000 x 75.000 | <p>The Essex RCS Series Residential Configured Rack System offers exceptional quality and value at cost-effective prices for residential installers. It is completely assembled at the factory and ships with pre-installed accessories to save contractors time in the field while eliminating packaging waste.</p> <ul> <li>Fully welded steel construction</li> <li>Ships fully assembled to save time</li> <li>Locking removable side panels for easy integration</li> <li>Glass front door, locking rear access panel standard</li> <li>Includes front and rear adjustable rackrail</li> <li>Assembled with 5 shelves and 5 blank panels</li> <li>One set of Essex accessory brackets included to mount vertical power or lace strips</li> <li>Add a bracket to mount additional Essex accessories, ESX-ACC-BKT</li> </ul>
Racks | Middle Atlantic | IRCS-4224 | 42U/610MMD,CONFIGURED RK | 2703 | 2432.7 | [8 empty] | 656747203510 | Y | 257 |  |  | https://assetserver.net/_assets/_prop65/shortform cancerandreprod_midat.jpg | US-United States | Mounts & Racks | Racks |  |  | 0 | Form Factor: Floor Standing | Product Color: Metallic Gray Powder Coat | Product Material: Steel | Product Material: Tempered Glass | Static/Stationary Weight Capacity: 1200 lb | 26.000 x 27.000 x 87.000 | <p>The Essex RCS Series Residential Configured Rack System offers exceptional quality and value at cost-effective prices for residential installers. It is completely assembled at the factory and ships with pre-installed accessories to save contractors time in the field while eliminating packaging waste.</p> <ul> <li>Fully welded steel construction</li> <li>Ships fully assembled to save time</li> <li>Locking removable side panels for easy integration</li> <li>Glass front door, locking rear access panel standard</li> <li>Includes front and rear adjustable rackrail</li> <li>Assembled with 5 shelves and 5 blank panels</li> <li>One set of Essex accessory brackets included to mount vertical power or lace strips</li> <li>Add a bracket to mount additional Essex accessories, ESX-ACC-BKT</li> </ul>
Racks | Middle Atlantic | ISO-1 | POLY-CARB RACK ISOLATION KIT | 67 | 60.3 | [8 empty] | 656747040665 | Y | 0.4 |  |  | https://assetserver.net/_assets/_prop65/shortform cancerandreprod_midat.jpg | US-United States | Mounts & Racks | Racks |  |  | 0 | [5 empty] | 4.500 x 3.250 x 0.500 | <p>Prevents rack base from making direct floor contact</p><ul><li>Prevents the rack base from making direct floor contact</li><li>Tough, non-conductive polycarbonate material</li><li>Kit includes 8 pieces of 4" long materal (2 for each rack edge)</li></ul><p><br /></p>
Racks | Middle Atlantic | ISO-KOP | RACK ISOLATION PANEL | 73 | 65.7 | [8 empty] | 656747077128 | Y | 0.6 |  |  | https://assetserver.net/_assets/_prop65/shortform cancerandreprod_midat.jpg | US-United States | Mounts & Racks | Racks |  |  | 0 | Product Color: Black | Product Material: Lexan | Compatibility: <b>Middle Atlantic Series Enclosures:</b><ul><li>MRK</li><li>WRK</li><li>DRK</li><li>ERK</li><li>SCRK</li><li>ISRK</li></ul><b>Middle Atlantic Series Consoles</b>:<br><ul><li>SC</li><li>SCQ</li></ul> |  |  | 18.250 x 2.750 x 0.500 | Featuring multiple electrical knockouts, the Electrical Isolation Knockout Panel is ideal for installations that require electrical conduit to be isolated from the enclosure and replaces the standard rear electrical knockout plate. Installs in top of bottom of MRK, WRK, DRK, ERK, SCRK and ISRK Series enclosures, and the bottom of 60-degree SC and SCQ Series consoles. Constructed from 1/8-inch thick non-conductive Lexan. Hardware included.
Racks | Middle Atlantic | ISRK-12GY | 12SP,SLOPED RACK,INTEG. DOOR | 1865 | 1678.5 | [8 empty] | 656747060779 | Y | 80 | https://assetserver.net/_assets/middle atlantic/1000/isrk12gy.jpg |  | https://assetserver.net/_assets/_prop65/prop65 label.jpg | US | Mounts & Racks | Racks |  |  | 0 | Product Color: Granite Gray | Product Material: Steel | Static/Stationary Weight Capacity: 200 lb | Height: 26.9" | Width: 23" | 30.000 x 27.000 x 34.000 | ISRK Series sloped rack features scuff resistant GlideÂ­Away&trade; front door. For use in all applications where an underÂ­desk or mobile presentation rack is required, including control desk, mixing, testing, and recording desks.<br /> <ul> <li>Rolls under all standard height desks</li> <li>15Âº slope provides an ergonomic viewing angle when used underÂ­desk</li> <li>Scuff resistant GlideÂ­Away&trade; front door stores in rack base</li> <li>Decora&reg; knockouts on face of rack accept RPS Series remote power switch</li> <li>Designed for effective passive thermal management</li> <li>Abundant internal cable lacing points facilitate cable management</li> <li>Standard fixed front and rear 10Â­32 threaded rackrail</li> <li>Includes locking front and rear doors, both are easily removable</li> </ul>
Racks | Middle Atlantic | IUQFP-2 | INT ULTRA QFP 2 FAN LED | 621 | 558.9 | [8 empty] | 656747103940 | Y | 4 |  |  | https://assetserver.net/_assets/_prop65/shortform cancerandreprod_midat.jpg | US | Mounts & Racks | Racks |  |  | 0 | Number of Fans: 2 | Maximum Air Flow: 50 CFM | Features: Quiet | Features: Variable Fan Speed | Compatible Rack Height: 2U | 24.250 x 3.500 x 4.750
Racks | Middle Atlantic | IUQFP-2D | INTERNATIONAL 2 FAN TLT QFP W/DSPLY BLK | 1064 | 957.6 | [8 empty] | 656747095795 | Y | 4 |  |  | https://assetserver.net/_assets/_prop65/shortform cancerandreprod_midat.jpg | US-United States | Mounts & Racks | Racks |  |  | 0 | Number of Fans: 2 | Maximum Air Flow: 50 CFM | Product Color: Black | Compatible Rack Height: 2U | Compatible Rack Width: 19" | 24.250 x 3.500 x 4.750 | <p>The two rackspace Ultra Quiet Fan Panel System provides smart cooling and monitoring to ensure a reliable installation in areas where fan noise is not an option, including boardrooms, classrooms, offices, houses of worship, etc. Thermostatic, proportional speed DC fan control ensures ultra quiet operation by varying fan speed based on enclosure temperature. Overtemp notification, local and remote, offers additional operation monitoring. A unique feature of the system provides notification in the event of fan failure via a local display or remote signal to an external alarm device. 50 CFM cooling capacity Digital processor varies fan speed based on enclosure temperature for ultra quiet operation Front panel rack temperature and alert display provides instant system status On-board digital processor monitors rack temperature via external sensor Local and remote notification of over temperature and fan fault can be sent to a control system</p> <ul> <li>Cooling panel rated 50 CFM at 24 dB</li> <li>Intelligent thermostatic proportional control</li> <li>Local and remote overtemp notification, with local display</li> <li>220 - 240VAC input voltage</li> </ul>
Racks | Middle Atlantic | IUQFP-4 | INT ULTRA QFP 4 FAN LED | 701 | 630.9 | [8 empty] | 656747098284 | Y | 5 |  |  | https://assetserver.net/_assets/_prop65/shortform cancerandreprod_midat.jpg | US | Mounts & Racks | Racks |  |  | 0 | Cooling panel rated 100 CFM at 27 dB | Intelligent thermostatic proportional control | Local and remote overtemp notification | 220V input voltage |  | 23.000 x 7.000 x 7.000 | <p>The two rackspace Ultra Quiet Fan Panel System provides smart cooling and monitoring to ensure a reliable installation in areas where fan noise is not an option, including boardrooms, classrooms, offices, houses of worship, etc. Thermostatic, proportional speed DC fan control ensures ultra quiet operation by varying fan speed based on enclosure temperature. Overtemp notification, local and remote, offers additional operation monitoring. A unique feature of the system provides notification in the event of fan failure via a local display or remote signal to an external alarm device. 100 CFM cooling capacity Digital processor varies fan speed based on enclosure temperature for ultra quiet operation On-board digital processor monitors rack temperature via external sensor Local and remote notification of over temperature and fan fault can be sent to a control system</p>
Racks | Middle Atlantic | IUQFP-4D | INT ULTRA QFP 4 FAN LED DSPLY | 1141 | 1026.9 | [8 empty] | 656747098291 | Y | 5 | https://assetserver.net/_assets/middle atlantic/1000/iuqfp4d.jpg |  | https://assetserver.net/_assets/_prop65/shortform cancerandreprod_midat.jpg | US-United States | Mounts & Racks | Racks |  |  | 0 | Number of Fans: 4 | Maximum Airflow: 748.1 gal/min | Maximum Fan Diameter: 0.18" | Application/Usage: Rack | Environmentally Friendly: Yes | 24.250 x 4.750 x 3.500 | The two rackspace Ultra Quiet Fan Panel System provides smart cooling and monitoring to ensure a reliable installation in areas where fan noise is not an option, including boardrooms, classrooms, offices, houses of worship, etc. Thermostatic, proportional speed DC fan control ensures ultra quiet operation by varying fan speed based on enclosure temperature. Overtemp notification, local and remote, offers additional operation monitoring. A unique feature of the system provides notification in the event of fan failure via a local display or remote signal to an external alarm device. 100 CFM cooling capacity Digital processor varies fan speed based on enclosure temperature for ultra quiet operation Front panel rack temperature and alert display provides instant system status On-board digital processor monitors rack temperature via external sensor Local and remote notification of over temperature and fan fault can be sent to a control system
Racks | Middle Atlantic | IUQFP-4DRA | INTERNATIONAL 4 FAN ULT QFP W/DSPLY ANOD | 1159 | 1043.1 | [8 empty] | 656747095801 | Y | 4 |  |  | https://assetserver.net/_assets/_prop65/shortform cancerandreprod_midat.jpg | US-United States | Mounts & Racks | Racks |  |  | 0 | Number of Fans: 4 | Maximum Air Flow: 100 CFM | Input Voltage: 220 V AC | Product Color: Black | Compatible Rack Height: 2U | 24.250 x 4.750 x 3.500 | The smart, quiet, elegant way to keep electronics systems cool. The two rackspace Designer Inspired Ultra Quiet Fan Panel features a unique on-board processor that controls DC fan speed in direct proportion to equipment temperature resulting in quiet, reliable installations. The perfect thermal management solution for media rooms, screening rooms, and other areas where people and electronics coexist, the Designer Inspired Ultra Quiet Fan Panel boasts the following features: Dimmable temperature and alert display provides instant system status - also available without front display On-board digital processor varies fan speed based on equipment temperature, which is monitored via external sensor Local and remote notification in the event of external sensor failure Local and remote notification of over temperature and fan fault can be sent to a control system Black brushed anodized finish New intake/exhaust two panel system helps improve cooling air flow in densely populated racks
Racks | Middle Atlantic | IUQFP-4RA | INT'L UQFP-4RA | 719 | 647.1 | [8 empty] | 656747104435 | Y | 4 |  |  | https://assetserver.net/_assets/_prop65/shortform cancerandreprod_midat.jpg | US-United States | Mounts & Racks | Racks |  |  | 0 | Product Color: Brushed Black | Product Material: Steel | Compatible Rack Height: 2U | Height: 3.5" | Width: 19" | 24.250 x 4.750 x 3.500 | <p>The smart, quiet, elegant way to keep electronics systems cool. The two rackspace Designer Inspired Ultra Quiet Fan Panel features a unique on-board processor that controls DC fan speed in direct proportion to equipment temperature resulting in quiet, reliable installations. The perfect thermal management solution for media rooms, screening rooms, and other areas where people and electronics coexist, the Designer Inspired Ultra Quiet Fan Panel boasts the following features: Dimmable temperature and alert display provides instant system status - also available without front display On-board digital processor varies fan speed based on equipment temperature, which is monitored via external sensor Local and remote notification in the event of external sensor failure Local and remote notification of over temperature and fan fault can be sent to a control system Black brushed anodized finish New intake/exhaust two panel system helps improve cooling air flow in densely populated racks</p> <ul> <li>Cooling panel rated 100 CFM at 27 dB</li> <li>Intelligent thermostatic proportional control</li> <li>Black brushed and anodized finish</li> <li>220 - 240VAC input voltage</li> </ul>
Racks | Middle Atlantic | KB-SS | RACKMOUNT KEYBOARD TRAY | 416 | 374.4 | [8 empty] | 656747029837 | N | 13.3 | https://assetserver.net/_assets/middle atlantic/1000/kbss.jpg |  | https://assetserver.net/_assets/_prop65/shortform cancerandreprod_midat.jpg | PA | Mounts & Racks | Racks |  |  | 0 | Product Color: Black | Form Factor: 1U | Limited Warranty: 3 Year |  |  | 23.000 x 24.000 x 4.000 | The KB-SS rackmount computer keyboard shelf occupies 1-3/4-inch (1 rack space) and accommodates most standard small-pattern keyboards. The shelf provide a 15-15/16-inch useable width. An articulating arm hinges to provide effective cable management. Finished in durable black powder coat. Requires rear mounting, with a range of 17-inch to 25-inch.
Racks | Middle Atlantic | KDB | KD SHELF BOTTOM 15-1/2 DEEP | 71 | 63.9 | [8 empty] | 656747008900 | Y | 6.1 | https://assetserver.net/_assets/middle atlantic/1000/kdb.jpg |  | https://assetserver.net/_assets/_prop65/shortform cancerandreprod_midat.jpg | US-United States | Mounts & Racks | Racks |  |  | 0 | Features: Cable Management | Form Factor: Rack-mountable | Product Color: Black | Product Material: Steel | Height: 0.5" | 19.000 x 22.000 x 3.000 | Our KD series rackshelves ship knocked-down to minimize freight costs and save storage space. Made from heavy 16-gauge steel, the ventilated bottoms measure up to 20 1/2-inch deep. Ear heights range from 2 to 10 spaces. All assembly hardware included.
Racks | Middle Atlantic | KDB-14 | KD SHELF BOTTOM 14 DEEP | 65 | 58.5 | [8 empty] | 656747035746 | Y | 5.55 | https://assetserver.net/_assets/middle atlantic/1000/kdb14.jpg |  | https://assetserver.net/_assets/_prop65/shortform cancerandreprod_midat.jpg | US-United States | Mounts & Racks | Racks |  |  | 0 | Product Color: Black | Product Material: Steel | Depth: 14" | Limited Warranty: Lifetime |  | 19.000 x 22.000 x 3.000 | Our KD series rackshelves ship knocked-down to minimize freight costs and save storage space. Made from heavy 16-gauge steel, the ventilated bottoms measure up to 20 1/2-inch deep. Ear heights range from 2 to 10 spaces. All assembly hardware included.
Racks | Middle Atlantic | KDB-17.5 | KD SHELF BOTTOM 17-1/2DEEP | 80 | 72 | [8 empty] | 656747008917 | Y | 7 |  |  | https://assetserver.net/_assets/_prop65/shortform cancerandreprod_midat.jpg | US | Mounts & Racks | Racks |  |  | 0 | Product Color: Black | Product Material: Steel | Depth: 17.5" | Limited Warranty: Lifetime |  | 19.000 x 22.000 x 3.000 | Our KD series rackshelves ship knocked-down to minimize freight costs and save storage space. Made from heavy 16-gauge steel, the ventilated bottoms measure up to 20 1/2-inch deep. Ear heights range from 2 to 10 spaces. All assembly hardware included.
Racks | Middle Atlantic | KDB-20.5 | KD SHELF BOTTOM 20-1/2DEEP | 88 | 79.2 | [8 empty] | 656747008924 | Y | 7.8 | https://assetserver.net/_assets/middle atlantic/1000/kdb20.5.jpg |  | https://assetserver.net/_assets/_prop65/shortform cancerandreprod_midat.jpg | US-United States | Mounts & Racks | Racks |  |  | 0 | Product Color: Black | Product Material: Steel | Depth: 20.5" | Limited Warranty: Lifetime |  | 19.000 x 22.000 x 3.000 | Our KD series rackshelves ship knocked-down to minimize freight costs and save storage space. Made from heavy 16-gauge steel, the ventilated bottoms measure up to 20 1/2-inch deep. Ear heights range from 2 to 10 spaces. All assembly hardware included.
Racks | Middle Atlantic | KDE2 | PAIR 2SP EARS 15-1/2DEEP | 77 | 69.3 | [8 empty] | 656747009013 | Y | 1.9 | https://assetserver.net/_assets/middle atlantic/1000/kde2.jpg |  | https://assetserver.net/_assets/_prop65/shortform cancerandreprod_midat.jpg | US-United States | Mounts & Racks | Racks |  |  | 0 | Product Color: Black | Height: 3.5" | Depth: 15.5" | Rack Height: 2U | Limited Warranty: Lifetime | 8.000 x 16.000 x 2.000 | Our KD series rackshelves ship knocked-down to minimize freight costs and save storage space. Made from heavy 16-gauge steel, the ventilated bottoms measure up to 20 1/2-inch deep. Ear heights range from 2 to 10 spaces. All assembly hardware included.
Racks | Middle Atlantic | KDE2S | PAIR 2SP SHORT EARS 11-1/2DP | 74 | 66.6 | [8 empty] | 656747009020 | Y | 1.54 |  |  | https://assetserver.net/_assets/_prop65/shortform cancerandreprod_midat.jpg | US-United States | Mounts & Racks | Racks |  |  | 0 | Form Factor: Rack-mountable | Product Color: Black Powder Coat | Product Material: Steel | Static/Stationary Weight Capacity: 50 lb | Height: 3.5" | 8.000 x 16.000 x 2.000 | <p>Vented KD Series rackshelves ship ready-to-assemble to minimize freight costs & save storage space. Ear heights range from 2 to 10 spaces & are sold in pairs. All assembly hardware included.</p> <ul> <li>Fully vented rack ears promote cooling and accept clamping bars</li> <li>Only compatible with KDB-14 base</li> <li>Black powder coat finis</li> </ul>
Racks | Middle Atlantic | KDE3 | PAIR 3SP EARS 15-1/2DEEP | 81 | 72.9 | [8 empty] | 656747009037 | Y | 2.5 | https://assetserver.net/_assets/middle atlantic/1000/kde3.jpg |  | https://assetserver.net/_assets/_prop65/shortform cancerandreprod_midat.jpg | US | Mounts & Racks | Racks |  |  | 0 | Product Material: Steel | Height: 5.3" | Depth: 15.5" | Rack Height: 3U | Limited Warranty: Lifetime | 8.000 x 16.000 x 6.000 | KD series rackshelves ship knocked-down to minimize freight costs and save storage space. Made from heavy 16-gauge steel, the ventilated bottoms measure up to 20 1/2-inch deep. Ear heights range from 2 to 10 spaces. All assembly hardware included.
Racks | Middle Atlantic | KDE3S | PAIR 3SP SHORT EARS 11-1/2DP | 77 | 69.3 | [8 empty] | 656747009044 | Y | 2 |  |  | https://assetserver.net/_assets/_prop65/shortform cancerandreprod_midat.jpg | US-United States | Mounts & Racks | Racks |  |  | 0 | Product Color: Black | Product Material: Steel | Height: 5.3" | Depth: 11.5" | Rack Height: 3U | 8.000 x 16.000 x 6.000 | <p>Our KD series rackshelves ship knocked-down to minimize freight costs and save storage space. Made from heavy 16-gauge steel, the ventilated bottoms measure up to 20 1/2" deep. Ear heights range from 2 to 10 spaces. All assembly hardware included.</p>
Racks | Middle Atlantic | KDE4 | PAIR 4SP EARS 15-1/2DEEP | 85 | 76.5 | [8 empty] | 656747009051 | Y | 2.95 | https://assetserver.net/_assets/middle atlantic/1000/kde4.jpg |  | https://assetserver.net/_assets/_prop65/shortform cancerandreprod_midat.jpg | US-United States | Mounts & Racks | Racks |  |  | 0 | Product Color: Black | Product Material: Steel | Height: 7" | Depth: 15.5" | Rack Height: 4U | 8.000 x 16.000 x 2.000 | Our KD series rackshelves ship knocked-down to minimize freight costs and save storage space. Made from heavy 16-gauge steel, the ventilated bottoms measure up to 20 1/2-inch deep. Ear heights range from 2 to 10 spaces. All assembly hardware included.
Racks | Middle Atlantic | KDE4S | PAIR 4SP SHORT EARS 11-1/2DP | 80 | 72 | [8 empty] | 656747009068 | Y | 2.05 |  |  | https://assetserver.net/_assets/_prop65/shortform cancerandreprod_midat.jpg | US-United States | Mounts & Racks | Racks |  |  | 0 | Form Factor: Rack-mountable | Product Color: Black Powder Coat | Product Material: Steel | Static/Stationary Weight Capacity: 85 lb | Height: 7" | 8.000 x 16.000 x 2.000 | Vented KD Series rackshelves ship ready-to-assemble to minimize freight costs & save storage space. Ear heights range from 2 to 10 spaces & are sold in pairs. All assembly hardware included.<br /> <ul> <li>Fully vented rack ears promote cooling and accept clamping bars</li> <li>Only compatible with KDB-14 base</li> <li>Black powder coat finish</li> </ul>
Racks | Middle Atlantic | KDE5 | PAIR 5SP EARS 15.5"DP | 89 | 80.1 | [8 empty] | 656747009075 | Y | 3.25 | https://assetserver.net/_assets/middle atlantic/1000/kde5.jpg |  | https://assetserver.net/_assets/_prop65/shortform cancerandreprod_midat.jpg | US-United States | Mounts & Racks | Racks |  |  | 0 | Product Color: Black | Product Material: Steel | Height: 8.8" | Depth: 15.5" | Rack Height: 5U | 13.000 x 19.000 x 3.000 | Our KD series rackshelves ship knocked-down to minimize freight costs and save storage space. Made from heavy 16-gauge steel, the ventilated bottoms measure up to 20 1/2-inch deep. Ear heights range from 2 to 10 spaces. All assembly hardware included.
Racks | Middle Atlantic | KDE6 | PAIR 6SP EARS 15.5"DP | 91 | 81.9 | [8 empty] | 656747009082 | Y | 3.75 |  |  | https://assetserver.net/_assets/_prop65/shortform cancerandreprod_midat.jpg | US-United States | Mounts & Racks | Racks |  |  | 0 | Product Color: Black | Product Material: Steel | Height: 10.5" | Depth: 15.5" | Rack Height: 6U | 26.000 x 16.000 x 9.500 | <p>Our KD series rackshelves ship knocked-down to minimize freight costs and save storage space. Made from heavy 16-gauge steel, the ventilated bottoms measure up to 20 1/2" deep. Ear heights range from 2 to 10 spaces. All assembly hardware included.</p>
Racks | Middle Atlantic | K-DEC | REMOTE KEYSWITCH DECORA MOUNT | 166 | 149.4 | [8 empty] | 656747081859 | Y | 0.5 | https://assetserver.net/_assets/middle atlantic/1000/kdec.jpg |  | https://assetserver.net/_assets/_prop65/shortform cancerandreprod_midat.jpg | US | Mounts & Racks | Racks |  |  | 0 | Controllable Function: Sequencing Controller | Switch Type: Key | Features: LED Indicator | Compatibility: <p><b>Middle Atlantic: </b></p><ul><li> MPR-SEQ</li><li> MPR-SEQ-1C</li><li> PDS Series</li><li> USC-6R</li></ul><p><br /></p> |  | 9.000 x 4.000 x 3.000 | <p>A remote switch or key that provides remote up/down sequence initiation. Status LED indicators are also provided on some switches and connect to our USC6R Universal Sequencing Controller via a convenient RJ45 jack and terminal block. Decora mount switches mount only to Middle Atlantic Products with Decora shaped openings (panels and racks).</p>
Racks | Middle Atlantic | KEY-1 | KEYSTONE (1) PORT UCP PNL | 28 | 25.2 | [8 empty] | 656747094859 | Y | 0.3 |  |  | https://assetserver.net/_assets/_prop65/shortform cancerandreprod_midat.jpg | US-United States | Mounts & Racks | Racks |  |  | 0 | [5 empty] | 3.500 x 3.500 x 0.320 | Accommodates a variety of connectors including RCA, RJ 11/12/45, F, BNC feed through, Banana, ST Fiber, etc. (keystone insert bezel not required for connector installation)
Racks | Middle Atlantic | KEY-2 | KEYSTONE (2) PORT UCP PNL | 28 | 25.2 | [8 empty] | 656747094866 | Y | 0.3 |  |  | https://assetserver.net/_assets/_prop65/shortform cancerandreprod_midat.jpg | US-United States | Mounts & Racks | Racks |  |  | 0 | Fits in UCP Series frame kits, swinging frame, chassis, and cable tray |  |  |  |  | 3.500 x 3.500 x 0.320 | Accommodates a variety of connectors including RCA, RJ 11/12/45, F, BNC feed through, Banana, ST Fiber, etc. (keystone insert bezel not required for connector installation)
Racks | Middle Atlantic | KEY-4 | KEYSTONE (4) PORT UCP PNL | 28 | 25.2 | [8 empty] | 656747094873 | Y | 0.2 | https://assetserver.net/_assets/middle atlantic/1000/key4.jpg |  | https://assetserver.net/_assets/_prop65/shortform cancerandreprod_midat.jpg | US-United States | Mounts & Racks | Racks |  |  | 0 | [5 empty] | 3.500 x 3.500 x 0.320 | Design and build custom connector panels using off-the-shelf materials! The UCP Series modular custom panel system assembles easily using a chassis or frame kit and a selection of pre-punched modules. <br /><br />Modules are pre-punched to accept component audio/video, XLR, Neutrik, Elco, Canare and other connector configurations. The inherent strength of the interlocking system eliminates panel deflection while inserting or removing connectors. All hardware sits flush to create a professional appearance with no unsightly gaps. Visible parts have a brushed and black anodized finish.
Racks | Middle Atlantic | KEY-6 | KEYSTONE (6) PORT UCP PNL | 28 | 25.2 | [8 empty] | 656747094880 | Y | 0.2 | https://assetserver.net/_assets/middle atlantic/1000/key6.jpg |  | https://assetserver.net/_assets/_prop65/shortform cancerandreprod_midat.jpg | US-United States | Mounts & Racks | Racks |  |  | 0 | [5 empty] | 3.500 x 3.500 x 0.320 | Design and build custom connector panels using off-the-shelf materials! The UCP Series modular custom panel system assembles easily using a chassis or frame kit and a selection of pre-punched modules. <br /><br />Modules are pre-punched to accept component audio/video, XLR, Neutrik, Elco, Canare and other connector configurations. The inherent strength of the interlocking system eliminates panel deflection while inserting or removing connectors. All hardware sits flush to create a professional appearance with no unsightly gaps. Visible parts have a brushed and black anodized finish.
Racks | Middle Atlantic | KO-AWFP2 | ASSM FAN KIT FOR 5.25"LKO | 281 | 252.9 | [8 empty] | 656747060939 | Y | 5.2 | https://assetserver.net/_assets/middle atlantic/1000/koawfp2.jpg |  | https://assetserver.net/_assets/_prop65/shortform cancerandreprod_midat.jpg | US-United States | Mounts & Racks | Racks |  |  | 0 | Fits in configurable rear doors to provide active thermal management | 120V input voltage |  |  |  | 27.500 x 7.250 x 4.250 | Middle Atlantic Products standard solid rear doors on WRK, MRK and ERK Series (pg. 35) enclosures are configurable for achieving optimal active or passive thermal management. Fan, vent and filter kits are available to install after laser knockouts are removed from door.
Racks | Middle Atlantic | KO-CRD-FAN | 4"FANS W/GUARDS FOR CRD DOOR | 292 | 262.8 | [8 empty] | 656747102950 | Y | 5 |  | https://assetserver.net/_assets/middle atlantic/pdf/kocrdfan-spec.pdf | https://assetserver.net/_assets/_prop65/shortform cancerandreprod_midat.jpg | US-United States | Mounts & Racks | Racks |  |  | 0 | Compatibility: <p>Middle Atlantic FC-4-1CA Thermostatic Fan Controller</p> | Environmentally Friendly: No | Environmental Certification: RoHS | Environmental Certification: GREENGUARD |  | 9.000 x 9.000 x 9.000
Racks | Middle Atlantic | KO-CRD-VT | 4 GUARDS W/HARDWARE FOR CRD DOOR | 48 | 43.2 | [8 empty] | 656747102967 | Y | 1 |  |  | https://assetserver.net/_assets/_prop65/shortform cancerandreprod_midat.jpg | US-United States | Mounts & Racks | Racks |  |  | 0 | Compatibility: <p>Middle-Atlantic Split Rear Doors</p>
Racks | Middle Atlantic | KO-FILTER3 | FILTER KIT FOR 5.25" LKO | 103 | 92.7 | [8 empty] | 656747060885 | Y | 0.9 |  | https://assetserver.net/_assets/middle atlantic/pdf/kofilter3-spec.pdf | https://assetserver.net/_assets/_prop65/shortform cancerandreprod_midat.jpg | US-United States | Mounts & Racks | Racks |  |  | 0 | [5 empty] | 19.000 x 6.000 x 1.500
Racks | Middle Atlantic | KO-VT3 | VENT KIT FOR 5.25" LKO | 68 | 61.2 | [8 empty] | 656747060861 | Y | 1 |  |  | https://assetserver.net/_assets/_prop65/shortform cancerandreprod_midat.jpg | US-United States | Mounts & Racks | Racks |  |  | 0 | Device Supported: Door | Height: 5.3" | Width: 19" | Depth: 0.5" | Environmentally Friendly: Yes | 19.000 x 5.250 x 0.500 | <p>Middle Atlantic Products standard solid rear doors on WRK, MRK and ERK Series (pg. 35) enclosures are configurable for achieving optimal active or passive thermal management. Fan, vent and filter kits are available to install after laser knockouts are removed from door.</p> <ul> <li>Fits in configurable rear doors</li> </ul>
Racks | Middle Atlantic | KO-WSB3 | 3SP BLANK PANEL FOR 5.25"LKO | 68 | 61.2 | [8 empty] | 656747064036 | Y | 2.2 |  |  | https://assetserver.net/_assets/_prop65/shortform cancerandreprod_midat.jpg | US-United States | Mounts & Racks | Racks |  |  | 0 | [5 empty] | 19.000 x 5.250 x 0.100
Racks | Middle Atlantic | KYLK | KEYLOCK OPTION FOR UD SERIES | 45 | 40.5 | [8 empty] | 656747027109 | Y | 0.15 |  |  | https://assetserver.net/_assets/_prop65/shortform cancerandreprod_midat.jpg | US-United States | Mounts & Racks | Racks |  |  | 0 | Limited Warranty: 3 Year |  |  |  |  | 3.000 x 3.000 x 0.500 | The KYLK is a keylock designed to fit UD Series drawers. The keylock is user-installable, making it easy to install when the need arises. The KYLK keylock is an excellent choice for anyone who needs to add an extra layer of security to their UD Series drawers. The user-installable design makes it easy to install without the need for professional installation.
Racks | Middle Atlantic | LACE-13-OP | 3-1/4"W,13SP W/TIE POST,6PK | 203 | 182.7 | [8 empty] | 656747100253 | Y | 10 | https://assetserver.net/_assets/middle atlantic/1000/lace13op.jpg |  | https://assetserver.net/_assets/_prop65/shortform cancerandreprod_midat.jpg | US-United States | Mounts & Racks | Racks |  |  | 0 | Cable Manager Type: Strip | Product Material: Steel | Width: 3.25" | Limited Warranty: Lifetime |  | 25.500 x 3.500 x 1.500 | Perforated steel lacer strips mount vertically to rackrail brackets and provide many locations for securing cable ties. Lacer strips can be cut down easily to smaller sizes. LACE-OWP and LACE-OP strips feature tie posts for sliding on pre-wrapped cable bundles using cable ties or up to 3/4-inch wide Hook and Loop straps. Some lacer strips also accept cage nuts or mounting of select power strips for increased versatility.
Racks | Middle Atlantic | LACE-13-OWP | 4-3/4"W,13SP W/TIE POST,6PK | 231 | 207.9 | [8 empty] | 656747100260 | Y | 12 |  |  | https://assetserver.net/_assets/_prop65/shortform cancerandreprod_midat.jpg | US | Mounts & Racks | Racks |  |  | 0 | Cable Manager Type: Strip | Product Material: Steel | Rack Height: 13U | Width: 3.25" | Limited Warranty: Lifetime | 12.000 x 2.000 x 5.000 | Perforated steel lacer strips mount vertically to rackrail brackets and provide many locations for securing cable ties. Lacer strips can be cut down easily to smaller sizes. LACE-OWP and LACE-OP strips feature tie posts for sliding on pre-wrapped cable bundles using cable ties or up to 3/4" wide Velcro&reg; straps. Some lacer strips also accept cage nuts or mounting of select power strips for increased versatility.
Racks | Middle Atlantic | LACE-13P | 2"W,13SP W/HOLES,6PK | 117 | 105.3 | [8 empty] | 656747100277 | Y | 10 | https://assetserver.net/_assets/middle atlantic/1000/lace13p.jpg |  | https://assetserver.net/_assets/_prop65/shortform cancerandreprod_midat.jpg | US-United States | Mounts & Racks | Racks |  |  | 0 | [5 empty] | 25.000 x 3.500 x 1.500 | Perforated steel lacer strips mount vertically to rackrail brackets and provide many locations for securing cable ties. Lacer strips can be cut down easily to smaller sizes. LACE-OWP and LACE-OP strips feature tie posts for sliding on pre-wrapped cable bundles using cable ties or up to 3/4-inch wide Velcro&reg; straps. Some lacer strips also accept cage nuts or mounting of select power strips for increased versatility.
Racks | Middle Atlantic | LACE-23-OP | 3-1/4"W,23SP W/TIE POST,6PK | 278 | 250.2 | [8 empty] | 656747100239 | Y | 14 | https://assetserver.net/_assets/middle atlantic/1000/lace23op.jpg |  | https://assetserver.net/_assets/_prop65/shortform cancerandreprod_midat.jpg | US-United States | Mounts & Racks | Racks |  |  | 0 | Cable Manager Type: Strip | Product Material: Steel | Width: 3.25" | Limited Warranty: Lifetime |  | 5.000 x 5.000 x 44.500 | Perforated steel lacer strips mount vertically to rackrail brackets and provide many locations for securing cable ties. Lacer strips can be cut down easily to smaller sizes. LACE-OWP and LACE-OP strips feature tie posts for sliding on pre-wrapped cable bundles using cable ties or up to 3/4-inch wide Hook and Loop straps. Some lacer strips also accept cage nuts or mounting of select power strips for increased versatility.
Racks | Middle Atlantic | LACE-37-1P | 6PC,37SPX1" STEEL LACE BAR | 233 | 209.7 | [8 empty] | 656747060120 | Y | 17 | https://assetserver.net/_assets/middle atlantic/1000/lace371p.jpg |  | https://assetserver.net/_assets/_prop65/shortform cancerandreprod_midat.jpg | US-United States | Mounts & Racks | Racks |  |  | 0 | [5 empty] | 71.000 x 3.000 x 3.000 | Perforated steel lacer strips mount vertically to rackrail brackets and provide many locations for securing cable ties. Lacer strips can be cut down easily to smaller sizes. LACE-OWP and LACE-OP strips feature tie posts for sliding on pre-wrapped cable bundles using cable ties or up to 3/4-inch wide Hook and Loop straps. Some lacer strips also accept cage nuts or mounting of select power strips for increased versatility.
Racks | Middle Atlantic | LACE-37-OP | 64-3/4"H,3-1/4"W SLOT LACER,6 PACK | 356 | 320.4 | [8 empty] | 656747093609 | N | 23.1 | https://assetserver.net/_assets/middle atlantic/1000/lace37op.jpg |  | https://assetserver.net/_assets/_prop65/shortform cancerandreprod_midat.jpg | US | Mounts & Racks | Racks |  |  | 0 | Cable Manager Type: Strip | Product Color: Black | Product Material: Steel | Rack Height: 37U | Width: 3.25" | 68.750 x 4.500 x 4.500 | Perforated steel lacer strips mount vertically to rackrail brackets and provide many locations for securing cable ties. Lacer strips can be cut down easily to smaller sizes. LACE-OWP and LACE-OP strips feature tie posts for sliding on pre-wrapped cable bundles using cable ties or up to 3/4-inch wide Velcro&reg; straps. Some lacer strips also accept cage nuts or mounting of select power strips for increased versatility.
Racks | Middle Atlantic | LACE-37P | 6PC,37SP CABLE LACE STRIP | 233 | 209.7 | [8 empty] | 656747060151 | Y | 27 | https://assetserver.net/_assets/middle atlantic/1000/lace37p.jpg |  | https://assetserver.net/_assets/_prop65/shortform cancerandreprod_midat.jpg | US-United States | Mounts & Racks | Racks |  |  | 0 | [5 empty] | 70.000 x 3.000 x 3.000 | Perforated steel lacer strips mount vertically to rackrail brackets and provide many locations for securing cable ties. Lacer strips can be cut down easily to smaller sizes. LACE-OWP and LACE-OP strips feature tie posts for sliding on pre-wrapped cable bundles using cable ties or up to 3/4-inch wide Velcro&reg; straps. Some lacer strips also accept cage nuts or mounting of select power strips for increased versatility.
Racks | Middle Atlantic | LACE-40-OP | 70"H,3-1/4"W SLOT LACER,6 PACK | 373 | 335.7 | [8 empty] | 656747093593 | Y | 24.8 | https://assetserver.net/_assets/middle atlantic/1000/lace40op.jpg |  | https://assetserver.net/_assets/_prop65/shortform cancerandreprod_midat.jpg | US-United States | Mounts & Racks | Racks |  |  | 0 | Cable Manager Type: Strip | Product Color: Black | Product Material: Steel | Width: 3.25" | Environmentally Friendly: Yes | 75.000 x 6.000 x 6.000 | Perforated steel lacer strips mount vertically to rackrail brackets and provide many locations for securing cable ties. Lacer strips can be cut down easily to smaller sizes. LACE-OWP and LACE-OP strips feature tie posts for sliding on pre-wrapped cable bundles using cable ties or up to 3/4-inch wide Hook and Loop straps. Some lacer strips also accept cage nuts or mounting of select power strips for increased versatility.
Racks | Middle Atlantic | LACE-44-1P | 6PC,44SPX1"STEEL LACE BAR | 251 | 225.9 | [8 empty] | 656747060168 | Y | 19.9 | https://assetserver.net/_assets/middle atlantic/1000/lace441p.jpg |  | https://assetserver.net/_assets/_prop65/shortform cancerandreprod_midat.jpg | US-United States | Mounts & Racks | Racks |  |  | 0 | [5 empty] | 84.000 x 3.000 x 3.000 | Perforated steel lacer strips mount vertically to rackrail brackets and provide many locations for securing cable ties. Lacer strips can be cut down easily to smaller sizes. LACE-OWP and LACE-OP strips feature tie posts for sliding on pre-wrapped cable bundles using cable ties or up to 3/4-inch wide Hook and Loop straps. Some lacer strips also accept cage nuts or mounting of select power strips for increased versatility.
Racks | Middle Atlantic | LACE-44-1SP | 6PC,44SPX1"LACE W/TIE SADDLES | 456 | 410.4 | [8 empty] | 656747060175 | Y | 20 | https://assetserver.net/_assets/middle atlantic/1000/lace441sp.jpg |  | https://assetserver.net/_assets/_prop65/shortform cancerandreprod_midat.jpg | US-United States | Mounts & Racks | Racks |  |  | 0 | [5 empty] | 84.000 x 3.000 x 3.000 | Perforated steel lacer strips mount vertically to rackrail brackets and provide many locations for securing cable ties. Lacer strips can be cut down easily to smaller sizes. LACE-OWP and LACE-OP strips feature tie posts for sliding on pre-wrapped cable bundles using cable ties or up to 3/4-inch wide Velcro&reg; straps. Some lacer strips also accept cage nuts or mounting of select power strips for increased versatility.
Racks | Middle Atlantic | LACE-44-OWP | 77"H,4-3/4"W SLOT LACER,6 PACK | 445 | 400.5 | 4 | [6 empty] | 4 | 656747093616 | Y | 36.9 | https://assetserver.net/_assets/middle atlantic/1000/lace44owp.jpg |  | https://assetserver.net/_assets/_prop65/shortform cancerandreprod_midat.jpg | US-United States | Mounts & Racks | Racks |  |  | 0 | [5 empty] | 5.000 x 5.000 x 89.250 | Perforated steel lacer strips mount vertically to rackrail brackets and provide many locations for securing cable ties. Lacer strips can be cut down easily to smaller sizes. LACE-OWP and LACE-OP strips feature tie posts for sliding on pre-wrapped cable bundles using cable ties or up to 3/4-inch wide Hook and Loop straps. Some lacer strips also accept cage nuts or mounting of select power strips for increased versatility.
Racks | Middle Atlantic | LACE-5254-OP | 6PC 52/54SP 3-1/4"W LACE | 496 | 446.4 | [8 empty] | 656747138027 | Y | 29.3 |  |  | https://assetserver.net/_assets/_prop65/shortform cancerandreprod_midat.jpg | US-United States | Mounts & Racks | Racks |  |  | 0 | Cable Manager Type: Cable Lacing Panel | Product Color: Black Powder Coat | Product Material: Steel | Rack Height: 54U | Width: 3.25" | 61.500 x 5.000 x 5.000 | <p>Perforated steel lacer strips mount vertically to rackrail brackets and provide many locations for securing cable bundles.</p> <ul> <li>Steel construction</li> <li>High capacity 3-1/4" width</li> <li>Equipped with mixed slip-on posts, cage nut holes, and round holes</li> <li>Sold in packs of 6 pieces</li> </ul>
Racks | Middle Atlantic | LACE-5254-OWP | 6PC 52/54SP 4-3/4"W LACE | 568 | 511.2 | [8 empty] | 656747138010 | Y | 42 | https://assetserver.net/_assets/middle atlantic/1000/lace5254owp.jpg |  | https://assetserver.net/_assets/_prop65/shortform cancerandreprod_midat.jpg | US-United States | Mounts & Racks | Racks |  |  | 0 | Cable Manager Type: Cable Manager | Product Color: Black Powder Coat | Product Material: Steel | Rack Height: 54U | Height: 94.50" | 61.500 x 5.250 x 5.250 | Perforated steel lacer strips mount vertically to rackrail brackets and provide many locations for securing cable bundles.
Racks | Middle Atlantic | LACE-G40-1P | 6PC,40SPX1"STEEL LACE BAR | 293 | 263.7 | [8 empty] | 656747266560 | Y | 2.44 |  |  | https://assetserver.net/_assets/_prop65/shortform cancerandreprod_midat.jpg | US-United States | Mounts & Racks | Racks |  |  | 0 | Cable Manager Type: Cable Lacing Bar | Product Material: Steel | Rack Height: 40U | Height: 70" | Width: 1" | 96.000 x 3.000 x 3.000 | <p>70" Height 1" Width Cable Lacer Strip For GRKs, 6 Pieces</p>
Racks | Middle Atlantic | LACE-G44-1P | 6PC,44SPX1"STEEL LACE BAR | 274 | 246.6 | [8 empty] | 656747062889 | Y | 24 |  |  | https://assetserver.net/_assets/_prop65/shortform cancerandreprod_midat.jpg | US-United States | Mounts & Racks | Racks |  |  | 0 | Cable Manager Type: Cable Lacing Bar | Product Material: Steel | Rack Height: 44U | Height: 77" | Width: 1" | 83.250 x 3.250 x 3.500 | <p>77" Height 1" Width Cable Lacer Strip, Fits GRK, 6 Pieces</p>
Racks | Middle Atlantic | LACE-G48-1P | 6PC,48SPX1"STEEL LACE BAR | 301 | 270.9 | [8 empty] | 656747062896 | Y | 26 |  |  | https://assetserver.net/_assets/_prop65/shortform cancerandreprod_midat.jpg | US-United States | Mounts & Racks | Racks |  |  | 0 | Cable Manager Type: Cable Lacing Bar | Product Material: Steel | Rack Height: 48U | Height: 84" | Width: 1" | 88.000 x 3.000 x 3.000 | <p>84" Height 1" Width Cable Lacer Strip, Fits GRK, 6 Pieces</p>
Racks | Middle Atlantic | LACE-G52-1P | 6PC,52SPX1"STEEL LACE BAR | 351 | 315.9 | [8 empty] | 656747062902 | Y | 29 |  |  | https://assetserver.net/_assets/_prop65/shortform cancerandreprod_midat.jpg | US-United States | Mounts & Racks | Racks |  |  | 0 | Cable Manager Type: Cable Lacing Bar | Product Material: Steel | Rack Height: 52U | Height: 91" | Width: 1" | 96.000 x 3.000 x 3.000 | <p>91" Height 1" Width Cable Lacer Strip, Fits GRK, 6 Pieces</p>
Racks | Middle Atlantic | LACE-P | 6PC,45SP CABLE LACE STRIP | 251 | 225.9 | [8 empty] | 656747060199 | Y | 32 | https://assetserver.net/_assets/middle atlantic/1000/lacep.jpg |  | https://assetserver.net/_assets/_prop65/shortform cancerandreprod_midat.jpg | US-United States | Mounts & Racks | Racks |  |  | 0 | [5 empty] | 83.000 x 3.000 x 3.000 | Perforated steel lacer strips mount vertically to rackrail brackets and provide many locations for securing cable ties. Lacer strips can be cut down easily to smaller sizes. LACE-OWP and LACE-OP strips feature tie posts for sliding on pre-wrapped cable bundles using cable ties or up to 3/4-inch wide Hook and Loop straps. Some lacer strips also accept cage nuts or mounting of select power strips for increased versatility.
Racks | Middle Atlantic | LACE-WB6-24 | 24SP(42")HX6"W WIRE LACE,1PC | 89 | 80.1 | [8 empty] | 656747208744 | Y | 5.3 |  |  | https://assetserver.net/_assets/_prop65/shortform cancerandreprod_midat.jpg | US-United States | Mounts & Racks | Racks |  |  | 0 | Wide, wire-type vertical lace is light weight and versatile | Includes universal mounting hardware and specific hardware for SNE Series |  |  |  | 44.000 x 9.000 x 3.000 | <p>6" Wide Vertical Wire Grid Lace. Includes specific hardware for SNE Series and universal hardware for use in other racks</p>
Racks | Middle Atlantic | LACE-WB6-42 | 42SP(73-1/2")X6"W WIRE LACE,1PC | 119 | 107.1 | [8 empty] | 656747208751 | Y | 8.6 |  |  | https://assetserver.net/_assets/_prop65/shortform cancerandreprod_midat.jpg | US-United States | Mounts & Racks | Racks |  |  | 0 | Cable Manager Type: Cable Lacing Panel | Product Color: Black | Product Material: Steel | Rack Height: 42U | Height: 73.59" | 81.000 x 9.000 x 3.000 | <p>6" Wide Vertical Wire Grid Lace. Includes specific hardware for SNE Series and universal hardware for use in other racks.</p> <ul> <li>Wide, wire-type vertical lace is light weight and versatile</li> <li>Includes universal mounting hardware and specific hardware for SNE Series</li> </ul>
Racks | Middle Atlantic | LACE-WB6-45 | 45SP(78-3/4")HX6"W WIRE LACE,1PC | 127 | 114.3 | [8 empty] | 656747208768 | Y | 9 |  |  | https://assetserver.net/_assets/_prop65/shortform cancerandreprod_midat.jpg | US | Mounts & Racks | Racks |  |  | 0 | Cable Manager Type: Wire Grid Lace | Product Color: Black | Product Material: Steel | Rack Height: 45U | Height: 78.84" | 81.000 x 9.000 x 3.000 | <p>6" Wide Vertical Wire Grid Lace. Includes specific hardware for SNE Series and universal hardware for use in other racks.</p> <ul> <li>Wide, wire-type vertical lace is light weight and versatile</li> <li>Includes universal mounting hardware and specific hardware for SNE Series</li> </ul>
Racks | Middle Atlantic | LATCH | UD&RACK DR USER INSTALL LATCH | 31 | 27.9 | [8 empty] | 656747028144 | Y | 2 |  |  | https://assetserver.net/_assets/_prop65/shortform cancerandreprod_midat.jpg | US-United States | Mounts & Racks | Racks |  |  | 0 | Accommodates x1 Unity Integration Module, or any On-Q module |  |  |  |  | 4.000 x 7.000 x 1.000
Racks | Middle Atlantic | LBFR-1626-T | 2PK TELESCOPING FRONT TO REAR(16"-26")LACE BAR | 105 | 94.5 | [8 empty] | 656747066290 | Y | 2.3 |  |  | https://assetserver.net/_assets/_prop65/shortform cancerandreprod_midat.jpg | US | Mounts & Racks | Racks |  |  | 0 | Cable Manager Type: Strip | Color Family: Black | Product Color: Black | Product Material: Steel | Panel Width: 19" | 20.000 x 4.000 x 2.000 | Advanced, configurable cable management system effectively manages all cables within an enclosure.
Racks | Middle Atlantic | LBFR-2036-T | 2PK TELESCOPING FRONT TO REAR(20"-36")LACE BAR | 132 | 118.8 | [8 empty] | 656747066306 | Y | 2.8 |  |  | https://assetserver.net/_assets/_prop65/shortform cancerandreprod_midat.jpg | US-United States | Mounts & Racks | Racks |  |  | 0 | [5 empty] | 20.000 x 4.000 x 2.000 | Model #s LBFR-x</b>.Front to rear lacer bar shall be Middle Atlantic Products model # LBFR-x (refer to chart). Front to rear telescoping lacer bar shall adjust to fit rack depths __ (refer to chart). Front to rear lacer bars shall mount to existing rackrail. Front to rear lacer bars shall be sold in packs of two. Lacer bars shall be constructed of 18-gauge steel with a black powder coat finish. Front to rear lacer bars shall be GREENGUARD Indoor Air Quality Certified for Children and Schools. Front to rear lacer bars shall be RoHS EU Directive 2002/95/EC compliant. Front to rear lacer bars shall be manufactured by an ISO 9001 and ISO 14001 registered company. Front to rear lacer bars shall be warrantied to be free from defects in material or workmanship under normal use and conditions for the lifetime of the product.
Racks | Middle Atlantic | LBFR-3650-T | 2PK TELESCOPING FRONT TO REAR(36"-50")LACE BAR | 143 | 128.7 | [8 empty] | 656747066313 | Y | 5.4 |  |  | https://assetserver.net/_assets/_prop65/shortform cancerandreprod_midat.jpg | US-United States | Mounts & Racks | Racks |  |  | 0 | Cable Manager Type: Cable Manager | Limited Warranty: Lifetime |  |  |  | 35.000 x 4.000 x 2.000 | <ul> <li>Adjusts to fit front to rear or horizontally within any Middle Atlantic Products enclosure</li> <li>Provides for effective cable management and cable strain relief</li> <li>Accepts mounting of vertical lacer strips and thin power strips for a complete cable management system</li> </ul>
Racks | Middle Atlantic | LBH-1930-T | 2PK TELESCOPING HORIZONTAL(19"-30")LACE BAR | 94 | 84.6 | [8 empty] | 656747066320 | Y | 2 |  |  | https://assetserver.net/_assets/_prop65/shortform cancerandreprod_midat.jpg | US | Mounts & Racks | Racks |  |  | 0 | Cable Manager Type: Cable Organizer | Limited Warranty: Lifetime |  |  |  | 19.000 x 3.500 x 1.000 | Telescoping lacer bars are adjustable to meet the specific mounting requirements of various enclosures. Unique design accepts mounting of Middle Atlantic Products vertical power strips and vertical lacer strips. Choice of adjustable models for side-to-side and front-to-back support. LBFR-5A lacer bars have similar function but are fixed length. Steel construction with black powder coat finish. Sold in packs of 2. Designed for front-to-rear cable routing and support. Telescoping design for mounting flexibility. Can be mounted in most racks. Steel construction with black finish.
Racks | Middle Atlantic | LBP-10R90 | 10PK 90DEGREE 10"OFFSET ROUND | 190 | 171 | [8 empty] | 656747118623 | Y | 5.4 | https://assetserver.net/_assets/middle atlantic/1000/lbp10r90.jpg |  | https://assetserver.net/_assets/_prop65/shortform cancerandreprod_midat.jpg | TW-Taiwan | Mounts & Racks | Racks |  |  | 0 | Cable Manager Type: Cable Manager | Product Color: Black Powder Coat | Product Material: Steel | Height: 0.40" | Width: 19" | 19.000 x 6.000 x 1.000 | LBP-10R90</b><br> These LBP-10R90 series offset lacer bars are similar to our other offset round lacer bars, but feature 90&deg; bends to provide full-width support. Can also be used to provide clearance around components that extend past the rear rackrail (16-5/8-inch open width). 1/4-inch diameter rod with flattened ends.
Racks | Middle Atlantic | LBP-1S | 10 PACK RECTANGULAR LACER BARS | 105 | 94.5 | [8 empty] | 656747031687 | Y | 2.2 |  |  | https://assetserver.net/_assets/_prop65/shortform cancerandreprod_midat.jpg | US-United States | Mounts & Racks | Racks |  |  | 0 | Cable Manager Type: Cable Organizer | Product Color: Black | Product Material: Aluminum | Limited Warranty: Lifetime |  | 19.000 x 2.750 x 1.000 | The Middle Atlantic LBP-1S Lacer Bar is a versatile and economical solution for managing cables in AV installations. Ideal for both horizontal and vertical lacing, this lacer bar is constructed from 3/16in thick aluminum with a 1/4in diameter straight rectangular rod and flattened ends for added durability. Its aluminum construction allows for easy drilling to attach tie saddles, mount electrical boxes, and other accessories. The LBP-1S can also provide rear support for mounted equipment, ensuring both organization and stability. Sold in packs of 10, it offers a cost-effective way to maintain neat, efficient cable management in any rack installation.
Racks | Middle Atlantic | LBP-4R90 | 10PK 90DEGREE 4"OFFSET ROUND | 162 | 145.8 | 3 | 3 | [6 empty] | 656747118609 | Y | 3.7 |  |  | https://assetserver.net/_assets/_prop65/shortform cancerandreprod_midat.jpg | TW | Mounts & Racks | Racks |  |  | 0 | Cable Manager Type: Cable Lacing Bar | Product Color: Black Powder Coat | Product Material: Steel | Height: 0.40" | Width: 19" | 19.000 x 5.000 x 0.500 | <p>These LBP-4R90 series offset lacer bars are similar to our other offset round lacer bars, but feature 90&deg; bends to provide full-width support. Can also be used to provide clearance around components that extend past the rear rackrail (16-5/8" open width). 1/4" diameter rod with flattened ends.</p> <ul> <li>Economical horizontal cable lacing and support</li> <li>Round rod style with 90 degree angled 4" offset</li> <li>All lacer bars sold in packs of 10 pieces</li> </ul>
Racks | Middle Atlantic | LBP-ADJ-A-2PK | L STYLEMULTI OFFSET LACE 0246"2PK | 176 | 158.4 | [8 empty] | 656747384622 | Y | 2.5 | https://assetserver.net/_assets/middle atlantic/1000/lbpadja2pk.jpg |  | https://assetserver.net/_assets/_prop65/prop65 label.jpg | US-United States | Mounts & Racks | Racks |  |  | 0 | Cable Manager Type: Cable Lacing Bar | Product Color: Black | Height: 1.72" | Width: 19" | Depth: 6" | 22.000 x 1.000 x 4.500 | 4 Lacer Bars in 1! Our new adjustable horizontal lacer bar gives you the flexibility to have up to 4 different depths on the same horizontal plane (0", 2", 4" 6") when used with LL-VA21! It provides optimal signal separation for the various cord types (power, AV, data) used on a single piece of equipment and reduces cable management complexity. The adjustable horizontal lacer bar also comes with easy break off tabs that let you pick your desired depth if you don't need all 4 depths, so you only have to stock (1) lacer bar!
Racks | Middle Atlantic | LBP-LTF | LARGE FLANGE LACER PNL,10PC | 219 | 197.1 | [8 empty] | 656747064401 | Y | 11.58 | https://assetserver.net/_assets/middle atlantic/1000/lbpltf.jpg |  | https://assetserver.net/_assets/_prop65/shortform cancerandreprod_midat.jpg | US-United States | Mounts & Racks | Racks |  |  | 0 | 2 space lacer panel | All lacer bars sold in packs of 10 pieces |  |  |  | 21.000 x 7.000 x 4.000 | Use the LBP-LTF for lacing large amounts of cable or mounting devices. Two rackspace high, the LBP-LTF features a large flange, numerous cable tie points & more surface for mounting.
Racks | Middle Atlantic | LBX-3 | 3SP LOCKING STORAGE UNIT | 187 | 168.3 | [8 empty] | 656747009402 | Y | 10.3 |  |  | https://assetserver.net/_assets/_prop65/shortform cancerandreprod_midat.jpg | US | Mounts & Racks | Racks |  |  | 0 | Rack Type: Enclosed Cabinet | Features: Key Lock | Features: Lockable | Form Factor: Rack-mountable | Product Color: Black Powder Coat | 13.000 x 23.000 x 6.000 | <p>Safely secure gear in a rackmount LBX Series lockbox. 9" depth and 17" interior width.</p> <ul> <li>Choice of 3 and 4 space models</li> <li>Steel construction with durable black powder coat finish</li> </ul>
Racks | Middle Atlantic | LBX-4 | 4SP LOCKING STORAGE UNIT | 200 | 180 | [8 empty] | 656747009433 | Y | 11.9 |  |  | https://assetserver.net/_assets/_prop65/shortform cancerandreprod_midat.jpg | US-United States | Mounts & Racks | Racks |  |  | 0 | Rack Type: Enclosed Cabinet | Features: Key Lock | Features: Lockable | Form Factor: Rack-mountable | Product Color: Black Powder Coat | 13.000 x 23.000 x 8.000 | <p>Safely secure gear in a rackmount LBX Series lockbox. 9" depth and 17" interior width.</p> <ul> <li>Choice of 3 and 4 space models</li> <li>Steel construction with durable black powder coat finish</li> </ul>
Racks | Middle Atlantic | LEVELFEET-K | SET OF 4 LEVELING FEET | 46 | 41.4 | [8 empty] | 656747235436 | Y | 1 |  |  | https://assetserver.net/_assets/_prop65/shortform cancerandreprod_midat.jpg | US-United States | Mounts & Racks | Racks |  |  | 0 | Isolated adjustable leveling feet to fit Middle Atlantic floor standing steel racks | Can be adjusted with a flat blade screwdriver or hex driver | Adjustment range approximately 1'' | Comes in a set of 4 |  | 3.000 x 2.000 x 2.250
Racks | Middle Atlantic | LF | SET OF 4 THREADED LEVEL.FEET | 45 | 40.5 | [8 empty] | 656747009488 | Y | 0.23 |  |  | https://assetserver.net/_assets/_prop65/shortform cancerandreprod_midat.jpg | US-United States | Mounts & Racks | Racks |  |  | 0 | Features: Adjustable | Product Material: Steel | Height: 1.7" | Width: 1" | Depth: 1" | 9.000 x 4.000 x 0.250 | <p><b>LF</b><br />Adjustable leveling feet fit Middle Atlantic Products floor standing steel racks and enclosures (excludes VRK Series). Flat-blade and hex drive allows for adjustment. Also can be used in conjunction with recessed caster bases for MRK, WRK & DRK Series racks. Set of four. NOTE: Raises enclosure from 1/8" to 1" off floor.</p>
Racks | Middle Atlantic | LF-HD | HEAVY DUTY LEVELING FEET | 53 | 47.7 | 2 |  |  |  |  | 2 |  |  | 656747140389 | Y | 0.9 |  |  | https://assetserver.net/_assets/_prop65/shortform cancerandreprod_midat.jpg | US-United States | Mounts & Racks | Racks |  |  | 0 | Features: Adjustable | Features: Heavy Duty | Product Color: Black | Product Material: Steel | Product Material: Rubber | 9.000 x 3.000 x 1.000 | <ul> <li>Adjustable leveling feet BGR Series floor standing steel racks</li> <li>Can be adjusted with a flat blade screwdriver or hex driver</li> <li>Comes in a set of 4</li> </ul>
Racks | Middle Atlantic | LF-ISO | LF WITH RUBBER ISOLATION BOOT | 62 | 55.8 | [8 empty] | 656747075759 | Y | 0.5 |  |  | https://assetserver.net/_assets/_prop65/shortform cancerandreprod_midat.jpg | US | Mounts & Racks | Racks |  |  | 0 | Features: Adjustable | Product Material: Steel | Product Material: Plastic | Height: 1.7" | Width: 1" | 2.000 x 3.000 x 0.750 | <p>LF-ISO shall consist of four adjustable leveling feet with protective rubber cover to electrically isolate racks from floor. Leveling feet shall fit all Middle Atlantic Products floor standing steel racks and enclosures with the exception of the VRK series. Leveling feet shall also work with caster bases for MRK, WRK and DRK series racks.</p>
Racks | Middle Atlantic | LL-DTRK | LEVER LOCK KIT FOR DTRK RACK SERIES | 18 | 16.2 | [8 empty] | 656747178818 | Y | 0.09 |  |  | https://assetserver.net/_assets/_prop65/shortform cancerandreprod_midat.jpg | US-United States | Mounts & Racks | Racks |  |  | 0 | Device Supported: Rack | Product Color: Black Powder Coat | Compatibility: Middle Atlantic Products DTRK Racks | Environmentally Friendly: Yes | Environmental Certification: GREENGUARD | 9.000 x 4.000 x 0.750
Racks | Middle Atlantic | LL-H2A21 | LEVER LOCK 21"HORIZONTAL,2"OFFSET LACE BAR | 32 | 28.8 | [8 empty] | 656747198502 | Y | 1 |  |  | https://assetserver.net/_assets/_prop65/shortform cancerandreprod_midat.jpg | US-United States | Mounts & Racks | Racks |  |  | 0 | Locks in place without tools in Lever Lock&trade; compatible racks | Designed for effective cable management | Steel construction with black powder coat finish |  |  | 24.250 x 4.750 x 3.500 | <p>Locks in place without tools in Lever Lock&trade; compatible racks</p>
Racks | Middle Atlantic | LL-H4A21 | LEVER LOCK 21"HORIZONTAL,4"OFFSET LACE BAR | 40 | 36 | [8 empty] | 656747198465 | Y | 1 |  |  | https://assetserver.net/_assets/_prop65/shortform cancerandreprod_midat.jpg | US-United States | Mounts & Racks | Racks |  |  | 0 | Locks in place without tools in Lever Lock&trade; compatible racks | Designed for effective cable management | Steel construction with black powder coat finish |  |  | 24.000 x 5.000 x 3.500 | <p>Locks in place without tools in Lever Lock&trade; compatible racks</p>
Racks | Middle Atlantic | LL-HA21 | 21" HORIZ ANGLE LACE | 17 | 15.3 | 5 | [5 empty] | 5 |  | 656747142109 | Y | 1 | https://assetserver.net/_assets/middle atlantic/1000/llha21.jpg |  | https://assetserver.net/_assets/_prop65/shortform cancerandreprod_midat.jpg | US-United States | Mounts & Racks | Racks |  |  | 0 | Cable Manager Type: Cable Manager | Width: 0.90" | Length: 22.07" | Compatibility: <b>Middle Atlantic Racks:<br></b><ul><li>BGR-1927</li><li>BGR-2527</li><li>BGR-2532</li><li>BGR-3827</li><li>BGR-3832</li><li>BGR-4127</li><li>BGR-4132</li><li>BGR-4138</li><li>BGR-4527</li><li>BGR-4532</li><li>BGR-4538</li><li>BGR-45SA-... | Environmentally Friendly: Yes | 22.000 x 1.000 x 1.000 | The patent-pending LeverLock&trade; internal management system facilitates cable management and device mounting within the rack interior through the use of unique tool free cable management bars and vertical accessory mounting plates. The LeverLock&trade; system is comprised of 2 types of accessories based on mounting orientation: vertical and horizontal, and all styles install without tools or hardware.
Racks | Middle Atlantic | LL-HA21-4 | 4PK, 21" HORIZ ANGLE LACE | 50 | 45 | [8 empty] | 656747142116 | Y | 1.45 |  |  | https://assetserver.net/_assets/_prop65/shortform cancerandreprod_midat.jpg | US-United States | Mounts & Racks | Racks |  |  | 0 | Cable Manager Type: Cable Manager | Product Color: Black | Product Material: Steel | Height: 0.90" | Width: 22.07" | 22.000 x 2.000 x 1.000 | <p>Horizontal lacing bars install inside the rack from side-to-side to manage cables and provide strain relief to connectors. Mount horizontal bars between rackrail brackets or between vertical bars for flexible location choices. </p> <ul> <li>Compatible with the specific named rack series</li> <li>Choice of three styles: round bar, channel, and angle</li> <li>Steel construction with black powder coat finish</li> </ul>
Racks | Middle Atlantic | LL-HC21 | 21" HORIZ CHANNEL LACE | 23 | 20.7 | [8 empty] | 656747142086 | Y | 1 |  |  | https://assetserver.net/_assets/_prop65/shortform cancerandreprod_midat.jpg | US-United States | Mounts & Racks | Racks |  |  | 0 | Locks in place without tools in Lever Lock&trade; compatible racks | Designed for effective cable management | Steel construction with black powder coat finish |  |  | 22.000 x 2.000 x 1.000
Racks | Middle Atlantic | LL-HC21-4 | 4PK,21"HORIZ CHANNEL LACE | 76 | 68.4 | [8 empty] | 656747142093 | Y | 4 |  |  | https://assetserver.net/_assets/_prop65/shortform cancerandreprod_midat.jpg | US | Mounts & Racks | Racks |  |  | 0 | Locks in place without tools in Lever Lock&trade; compatible racks | Designed for effective cable management | Steel construction with black powder coat finish | Comes in a pack of 4 pieces |  | 24.000 x 3.600 x 1.600
Racks | Middle Atlantic | LL-HR21 | 21" HORIZ ROUND LACE | 15 | 13.5 | [8 empty] | 656747142062 | Y | 1 |  |  | https://assetserver.net/_assets/_prop65/shortform cancerandreprod_midat.jpg | US-United States | Mounts & Racks | Racks |  |  | 0 | Cable Manager Type: Cable Manager | Width: 0.90" | Length: 22.07" | Compatibility: <b>Middle Atlantic Racks:<br></b><ul><li>BGR-1927</li><li>BGR-2527</li><li>BGR-2532</li><li>BGR-3827</li><li>BGR-3832</li><li>BGR-4127</li><li>BGR-4132</li><li>BGR-4138</li><li>BGR-4527</li><li>BGR-4532</li><li>BGR-4538</li><li>BGR-45SA-... | Environmentally Friendly: Yes | 22.000 x 1.000 x 1.000 | <p>The patent-pending LeverLock&trade; internal management system facilitates cable management and device mounting within the rack interior through the use of unique tool free cable management bars and vertical accessory mounting plates. The LeverLock&trade; system is comprised of 2 types of accessories based on mounting orientation: vertical and horizontal, and all styles install without tools or hardware.</p>
Racks | Middle Atlantic | LL-HR21-4 | 4PK, 21" HORIZ ROUND LACE | 44 | 39.6 | [8 empty] | 656747142079 | Y | 4 |  |  | https://assetserver.net/_assets/_prop65/shortform cancerandreprod_midat.jpg | US-United States | Mounts & Racks | Racks |  |  | 0 | Locks in place without tools in Lever Lock&trade; compatible racks | Designed for effective cable management | Steel construction with black powder coat finish | Comes in a pack of 4 pieces |  | 24.000 x 3.600 x 1.500
Racks | Middle Atlantic | LL-MP21 | 21"H MULTI PACK | 143 | 128.7 | [8 empty] | 656747142161 | Y | 6 |  |  | https://assetserver.net/_assets/_prop65/shortform cancerandreprod_midat.jpg | US | Mounts & Racks | Racks |  |  | 0 | [5 empty] | 18.000 x 10.000 x 0.500 | <p>Kits include a selection of parts for easy ordering and use.&nbsp;</p><ul><li>Compatible with the specific named rack series</li><li>Includes 2 vertical channels, 4 horizontal angle bars, and one vertical plate</li><li>Steel construction with black powder coat finish</li></ul>
Racks | Middle Atlantic | LL-RFR | LEVER LOCK KIT RFR | 28 | 25.2 | [8 empty] | 656747190858 | Y | 0.5 |  |  | https://assetserver.net/_assets/_prop65/shortform cancerandreprod_midat.jpg | US-United States | Mounts & Racks | Racks |  |  | 0 | Bracket kit allows use of select Lever Lock&trade; accessories in RFR |  |  |  |  | 8.000 x 1.500 x 1.000
Racks | Middle Atlantic | LL-SNE-36BKT | LL F/RBKT,SNE 36D,ACCEPTS 21"VRTL ACCS | 250 | 225 | [8 empty] | 656747208645 | Y | 3.3 |  | https://assetserver.net/_assets/middle atlantic/pdf/llsne36bkt-spec.pdf | https://assetserver.net/_assets/_prop65/shortform cancerandreprod_midat.jpg | US-United States | Mounts & Racks | Racks |  |  | 0 | Bracket kit allows use of select Lever Lock&trade; accessories in SNE |  |  |  |  | 28.000 x 4.000 x 2.000 | Lever Lock&trade; Mounting Brackets and Accessories. Brackets to add additional Lever Lock&trade; capacity. Mount smaller devices to the side of enclosure.
Racks | Middle Atlantic | LL-SNE-42BKT | LL F/RBKT,SNE 42D,ACCEPTS 21"VRTL ACCS | 258 | 232.2 | [8 empty] | 656747208652 | Y | 3.9 |  | https://assetserver.net/_assets/middle atlantic/pdf/llsne42bkt-spec.pdf | https://assetserver.net/_assets/_prop65/shortform cancerandreprod_midat.jpg | US-United States | Mounts & Racks | Racks |  |  | 0 | Product Color: Black Powder Coat | Product Material: Steel | Height: 20.6" | Width: 33" | Depth: 0.5" | 34.000 x 4.000 x 2.000 | <p>Lever Lock&trade; Mounting Brackets and Accessories. Brackets to add additional Lever Lock&trade; capacity. Mount smaller devices to the side of enclosure.</p> <ul> <li>Bracket kit allows use of select Lever Lock&trade; accessories in SNE</li> </ul>
Racks | Middle Atlantic | LL-SNE-48BKT | LL F/RBKT,SNE 48D,ACCEPTS 21"VRTL ACCS | 264 | 237.6 | [8 empty] | 656747208669 | Y | 4.6 |  |  | https://assetserver.net/_assets/_prop65/shortform cancerandreprod_midat.jpg | US-United States | Mounts & Racks | Racks |  |  | 0 | Bracket kit allows use of select Lever Lock&trade; accessories in SNE |  |  |  |  | 39.500 x 4.000 x 1.750 | Lever Lock&trade; Mounting Brackets and Accessories. Brackets to add additional Lever Lock&trade; capacity. Mount smaller devices to the side of enclosure.
Racks | Middle Atlantic | LL-VA17 | 17" VERTICAL ANGLE LACE | 16 | 14.4 | [8 empty] | 656747147869 | Y | 1 |  |  | https://assetserver.net/_assets/_prop65/shortform cancerandreprod_midat.jpg | US-United States | Mounts & Racks | Racks |  |  | 0 | Locks in place without tools in Lever Lock&trade; compatible racks | Designed for effective cable management | Steel construction with black powder coat finish |  |  | 13.600 x 3.600 x 1.600 | The Middle Atlantic LL-VA17 is a Lever Lock-compatible solution designed for efficient cable management in AV, IT, and networking applications. Its innovative design allows it to lock securely in place without the need for tools, ensuring quick and hassle-free installation. Built with durable steel construction and finished with a sleek black powder coat, it not only offers long-lasting strength but also integrates seamlessly with Lever Lock compatible racks for a professional and organized setup. Ideal for managing cables in complex systems, it ensures both functionality and a clean aesthetic.
Racks | Middle Atlantic | LL-VA17-4 | 17" VERTICAL ANGLE LACE,4 PACK | 46 | 41.4 | [8 empty] | 656747147876 | Y | 1 |  |  | https://assetserver.net/_assets/_prop65/shortform cancerandreprod_midat.jpg | US-United States | Mounts & Racks | Racks |  |  | 0 | Locks in place without tools in Lever Lock&trade; compatible racks | Designed for effective cable management | Steel construction with black powder coat finish | Comes in a pack of 4 pieces |  | 24.000 x 3.600 x 1.600
Racks | Middle Atlantic | LL-VA21 | 21"VERTICAL ANGLE LACE | 17 | 15.3 | 15 | [5 empty] | 15 |  | 656747147845 | Y | 1 | https://assetserver.net/_assets/middle atlantic/1000/llva21.jpg |  | https://assetserver.net/_assets/_prop65/shortform cancerandreprod_midat.jpg | US | Mounts & Racks | Racks |  |  | 0 | Cable Manager Type: Cable Manager | Length: 17.11" | Compatibility: <b>Middle Atlantic Racks:<br></b><ul><li>BGR-2527</li><li>BGR-2532</li><li>BGR-3827</li><li>BGR-3832</li><li>BGR-4527</li><li>BGR-4532</li><li>BGR-4538</li><li>BGR-45SA-32</li><li>BGR-45SA-27</li><li>BGR-38SA-32</li><li>BGR-38SA-27</li><... | Environmentally Friendly: Yes | Limited Warranty: Lifetime | 22.300 x 0.800 x 0.500 | The patent-pending LeverLock&trade; internal management system facilitates cable management and device mounting within the rack interior through the use of unique tool free cable management bars and vertical accessory mounting plates. The LeverLock&trade; system is comprised of 2 types of accessories based on mounting orientation: vertical and horizontal, and all styles install without tools or hardware.
Racks | Middle Atlantic | LL-VA21-4 | 21" VERTICAL ANGLE LACE,4 PACK | 48 | 43.2 | [8 empty] | 656747147852 | Y | 4 |  |  | https://assetserver.net/_assets/_prop65/shortform cancerandreprod_midat.jpg | US-United States | Mounts & Racks | Racks |  |  | 0 | Locks in place without tools in Lever Lock&trade; compatible racks | Designed for effective cable management | Steel construction with black powder coat finish | Comes in a pack of 4 pieces |  | 24.000 x 3.600 x 1.600
Racks | Middle Atlantic | LL-VC17 | 17"VERT CHANNEL LACE | 23 | 20.7 | [8 empty] | 656747142024 | Y | 1 |  |  | https://assetserver.net/_assets/_prop65/shortform cancerandreprod_midat.jpg | US-United States | Mounts & Racks | Racks |  |  | 0 | Cable Manager Type: Cable Channel | Product Color: Black Powder Coat | Product Material: Steel | Height: 13.61" | Width: 0.58" | 13.500 x 1.800 x 0.800
Racks | Middle Atlantic | LL-VC17-4 | 4PK,17"VERT CHAN LACE | 74 | 66.6 | [8 empty] | 656747142055 | Y | 4 |  |  | https://assetserver.net/_assets/_prop65/shortform cancerandreprod_midat.jpg | US-United States | Mounts & Racks | Racks |  |  | 0 | Locks in place without tools in Lever Lock&trade; compatible racks | Designed for effective cable management | Steel construction with black powder coat finish | Comes in a pack of 4 pieces |  | 24.000 x 3.600 x 1.600 | <p>Locks in place without tools in Lever Lock&trade; compatible racks</p>
Racks | Middle Atlantic | LL-VC21 | 21"VERT CHANNEL LACE | 23 | 20.7 | [8 empty] | 656747142048 | Y | 1 | https://assetserver.net/_assets/middle atlantic/1000/llvc21.jpg |  | https://assetserver.net/_assets/_prop65/shortform cancerandreprod_midat.jpg | N/A | Mounts & Racks | Racks |  |  | 0 | Cable Manager Type: Cable Manager | Length: 17.11" | Compatibility: <b>Middle Atlantic Racks:<br></b><ul><li>BGR-2527</li><li>BGR-2532</li><li>BGR-3827</li><li>BGR-3832</li><li>BGR-4527</li><li>BGR-4532</li><li>BGR-4538</li><li>BGR-45SA-32</li><li>BGR-45SA-27</li><li>BGR-38SA-32</li><li>BGR-38SA-27</li><... | Environmentally Friendly: Yes | Limited Warranty: Lifetime | 20.000 x 3.500 x 0.750 | The patent-pending LeverLock&trade; internal management system facilitates cable management and device mounting within the rack interior through the use of unique tool free cable management bars and vertical accessory mounting plates. The LeverLock&trade; system is comprised of 2 types of accessories based on mounting orientation: vertical and horizontal, and all styles install without tools or hardware.
Racks | Middle Atlantic | LL-VC21-4 | 4PK,21"VERT CHANNEL | 74 | 66.6 | [8 empty] | 656747142031 | Y | 4 |  |  | https://assetserver.net/_assets/_prop65/shortform cancerandreprod_midat.jpg | US-United States | Mounts & Racks | Racks |  |  | 0 | Locks in place without tools in Lever Lock&trade; compatible racks | Designed for effective cable management | Steel construction with black powder coat finish | Comes in a pack of 4 pieces |  | 25.500 x 3.250 x 1.750
Racks | Middle Atlantic | LL-VDIN17 | LEVER LOCK 17"VERTICAL DIN RAIL | 37 | 33.3 | [8 empty] | 656747142147 | Y | 0.5 |  | https://assetserver.net/_assets/middle atlantic/pdf/llvdin17-spec.pdf | https://assetserver.net/_assets/_prop65/shortform cancerandreprod_midat.jpg | US | Mounts & Racks | Racks |  |  | 0 | Locks in place without tools in Lever Lock&trade; compatible racks | Designed to hold a wide range of standard DIN mount devices | Steel construction with black powder coat finish |  |  | 14.000 x 2.000 x 1.000 | <p>Locks in place without tools in Lever Lock&trade; compatible racks</p>
Racks | Middle Atlantic | LL-VDIN17-4 | LEVER LOCK 17"VERTICAL DIN RAIL,4-PACK | 130 | 117 | [8 empty] | 656747198489 | Y | 1.5 |  |  | https://assetserver.net/_assets/_prop65/shortform cancerandreprod_midat.jpg | US-United States | Mounts & Racks | Racks |  |  | 0 | Locks in place without tools in Lever Lock&trade; compatible racks | Designed to hold a wide range of standard DIN mount devices | Steel construction with black powder coat finish | Comes in a pack of 4 pieces |  | 14.000 x 4.000 x 2.000 | <p>Locks in place without tools in Lever Lock&trade; compatible racks</p>
Racks | Middle Atlantic | LL-VDIN21 | LEVER LOCK 21"VERTICAL DIN RAIL | 38 | 34.2 | [8 empty] | 656747142154 | Y | 0.5 |  | https://assetserver.net/_assets/middle atlantic/pdf/llvdin21-spec.pdf | https://assetserver.net/_assets/_prop65/shortform cancerandreprod_midat.jpg | US-United States | Mounts & Racks | Racks |  |  | 0 | Locks in place without tools in Lever Lock&trade; compatible racks | Designed to hold a wide range of standard DIN mount devices | Steel construction with black powder coat finish |  |  | 17.000 x 2.000 x 1.000 | <p>Locks in place without tools in Lever Lock&trade; compatible racks</p>
Racks | Middle Atlantic | LL-VDIN21-4 | LEVER LOCK 21"VERTICAL DIN RAIL,4-PACK | 133 | 119.7 | [8 empty] | 656747198496 | Y | 2 |  | https://assetserver.net/_assets/middle atlantic/pdf/llvdin214-spec.pdf | https://assetserver.net/_assets/_prop65/shortform cancerandreprod_midat.jpg | US | Mounts & Racks | Racks |  |  | 0 | Locks in place without tools in Lever Lock&trade; compatible racks | Designed to hold a wide range of standard DIN mount devices | Steel construction with black powder coat finish | Comes in a pack of 4 pieces |  | 17.000 x 4.000 x 2.000 | <p>Locks in place without tools in Lever Lock&trade; compatible racks</p>
Racks | Middle Atlantic | LL-VP1710 | 13.6",10"D,V ACCES MTG PLT | 52 | 46.8 | [8 empty] | 656747142130 | Y | 1.5 |  |  | https://assetserver.net/_assets/_prop65/shortform cancerandreprod_midat.jpg | US-United States | Mounts & Racks | Racks |  |  | 0 | Locks in place without tools in Lever Lock&trade; compatible racks | Designed to hold a wide range of small devices | Steel construction with black powder coat finish |  |  | 13.500 x 10.000 x 1.000 | <p>The Middle Atlantic LL-VP1710 is an adaptable mounting solution designed to securely hold a wide range of small devices in Lever Lock compatible racks. Its innovative design allows it to lock in place effortlessly without the need for tools, ensuring a quick and straightforward installation. Made from durable steel and finished with a sleek black powder coat, the LL-VP1710 combines strength and style, providing a polished look for any setup. Ideal for organizing various small electronic components in AV, IT, and networking environments, this mounting solution helps maintain a tidy and efficient workspace.</p>
Racks | Middle Atlantic | LL-VP176-SWP | 17"H,6"D,VERTICAL LEVER LOCK MOUNTING PLATE PLUS SWP | 45 | 40.5 | [8 empty] | 656747292385 | Y | 3 |  |  | https://assetserver.net/_assets/_prop65/shortform cancerandreprod_midat.jpg | US | Mounts & Racks | Racks |  |  | 0 | Form Factor: Rack-mountable | Height: 13.6" | Width: 6" | Environmentally Friendly: Yes | Environmental Certification: RoHS | 17.000 x 7.000 x 0.500 | <p>17" High 6" Deep, Vertical Lever Lock&trade; Accessory Mounting Plate Plus Structured Wiring Pattern</p>
Racks | Middle Atlantic | LL-VP2110 | 17"H,10"D,V ACCES MTG PLT | 59 | 53.1 | [8 empty] | 656747142123 | Y | 1.7 |  |  | https://assetserver.net/_assets/_prop65/shortform cancerandreprod_midat.jpg | US-United States | Mounts & Racks | Racks |  |  | 0 | Locks in place without tools in Lever Lock&trade; compatible racks | Designed to hold a wide range of small devices | Steel construction with black powder coat finish |  |  | 17.500 x 10.000 x 1.000 | The Middle Atlantic LL-VP2110 is an adaptable mounting solution designed to securely hold a wide range of small devices in Lever Lock compatible racks. Its innovative design allows it to lock in place effortlessly without the need for tools, ensuring a quick and straightforward installation. Made from durable steel and finished with a sleek black powder coat, the LL-VP2110 combines strength and style, providing a polished look for any setup. Ideal for organizing various small electronic components in AV, IT, and networking environments, this mounting solution helps maintain a tidy and efficient workspace.
Racks | Middle Atlantic | LL-VWM-36S-42SP | VWM LEVER LOCK FR DR KIT FITS 36 SLD/42 SPLIT | 121 | 108.9 | [8 empty] | 656747292422 | Y | 6.5 |  |  | https://assetserver.net/_assets/_prop65/shortform cancerandreprod_midat.jpg | US-United States | Mounts & Racks | Racks |  |  | 0 | Form Factor: Wall Mountable | Environmentally Friendly: Yes | Environmental Certification: RoHS |  |  | 43.000 x 10.500 x 2.500 | <p>Vertical Wall Mount Lever Lock Front Door Kit Fits 36" Solid / 42" Split Door, Includes 10" Lever Lock Plate (LL-VP1710)</p>
Racks | Middle Atlantic | LL-VWM-36SP | VWM LEVER LOCK FR DR KIT FITS 36 SPLIT DOOR | 113 | 101.7 | [8 empty] | 656747292415 | Y | 6.5 |  |  | https://assetserver.net/_assets/_prop65/shortform cancerandreprod_midat.jpg | US-United States | Mounts & Racks | Racks |  |  | 0 | Form Factor: Rack-mountable | Environmentally Friendly: Yes | Environmental Certification: RoHS |  |  | 43.000 x 10.500 x 2.500 | <p>Vertical Wall Mount Lever Lock Front Door Kit Fits 36" Split Door, Includes 10" Lever Lock Plate (LL-VP1710)</p>
Racks | Middle Atlantic | LL-VWM-42S | VWM LEVER LOCK FR DR KIT FITS 42 SOLID DOOR | 133 | 119.7 | [8 empty] | 656747293108 | Y | 7.5 |  |  | https://assetserver.net/_assets/_prop65/shortform cancerandreprod_midat.jpg | US-United States | Mounts & Racks | Racks |  |  | 0 | Form Factor: Rack-mountable | Environmentally Friendly: Yes | Environmental Certification: RoHS |  |  | 43.000 x 10.500 x 2.500 | <p>Vertical Wall Mount Lever Lock Front Door Kit Fits 42" Solid Door, Includes 10" Lever Lock Plate (LL-VP1710)</p>
Racks | Middle Atlantic | LL-VWM-BPK | VWM LEVER LOCK BACK PAN KIT | 89 | 80.1 | [8 empty] | 656747292408 | Y | 3 |  |  | https://assetserver.net/_assets/_prop65/shortform cancerandreprod_midat.jpg | US-United States | Mounts & Racks | Racks |  |  | 0 | Environmentally Friendly: Yes | Environmental Certification: RoHS |  |  |  | 17.000 x 7.000 x 0.500 | <p>Vertical Wall Mount Lever Lock Back Pan Kit, Includes 6" Lever Lock Plate (LL-VP176-SWP)</p>
Racks | Middle Atlantic | LT-CABUTL-DUAL | DUAL RKMT LED WORK LIGHT W/ INTERCONNECT CABLE | 370 | 333 | [8 empty] | 656747275135 | Y | 1.66 |  |  | https://assetserver.net/_assets/_prop65/shortform cancerandreprod_midat.jpg | CN-China | Mounts & Racks | Racks |  |  | 0 | Provides vertical and horizontal mounting capabilities to light anywhere it's needed or space is available | Adjustable-angle light bar can be positioned so that its bright white LEDs will maximize full rack height illumination | Two models provide the freedom to choose the level of lighting needed for the size of the rack or installation: Single light or Dual light with interconnect cable. | Single light unit ships with multiple power adapters for expanded international application | Low-profile, unobtrusive design won't impose on the installation and serviceability of the enclosure | 21.000 x 8.000 x 1.000 | <p>The Rackmount LED Work Light is an integrator-focused rack lighting option offering unparalleled visibility during installation and servicing. Designed with flexible mounting and positioning capabilities, this full-rack lighting solution ensures premium illumination where the integrator needs it. Dual light with interconnect cable and multiple international power supplies included.</p> <ul> <li>Complete flexibility to illuminate anywhere in the rack.</li> <li>The only rack light with both vertical and horizontal mounting capabilities to light anywhere it's needed or space is available.</li> <li>Adjustable-angle light bar can be positioned so that its bright white LEDs will maximize full rack height illumination.</li> <li>Ships with multiple power connections for expanded international application.</li> <li>Low-profile, unobtrusive design won't impose on the installation and serviceability of the enclosure.</li> </ul>
Racks | Middle Atlantic | LVFD-10 | 10SP LARGE PERF FRONT DOOR | 485 | 436.5 | [8 empty] | 656747072383 | Y | 10 |  |  | https://assetserver.net/_assets/_prop65/shortform cancerandreprod_midat.jpg | US | Mounts & Racks | Racks |  |  | 0 | [5 empty] | 24.000 x 22.000 x 6.000 | Offered in lightly smoked plexiglass, fully vented, vented plexi, large perforated vented and solid configurations. Beveled corners provide a stylistically modern appearance, while hinging either left or right. Large perf door has 64% open area, regular perf vented doors have 25% open area. Black textured powder coat finish. Includes keylock.
Racks | Middle Atlantic | LVFD-12 | 12SP LARGE PERF FRONT DOOR | 506 | 455.4 | 2 | [6 empty] | 2 | 656747072390 | Y | 9 |  |  | https://assetserver.net/_assets/_prop65/shortform cancerandreprod_midat.jpg | US-United States | Mounts & Racks | Racks |  |  | 0 | [5 empty] | 9.500 x 5.000 x 26.000 | Offered in lightly smoked plexiglass, fully vented, vented plexi, large perforated vented and solid configurations. Beveled corners provide a stylistically modern appearance, while hinging either left or right. Large perf door has 64% open area, regular perf vented doors have 25% open area. Black textured powder coat finish. Includes keylock.
Racks | Middle Atlantic | LVFD-16 | 16SP LARGE PERF FRONT DOOR | 526 | 473.4 | [8 empty] | 656747072406 | Y | 12.2 |  |  | https://assetserver.net/_assets/_prop65/shortform cancerandreprod_midat.jpg | US-United States | Mounts & Racks | Racks |  |  | 0 | [5 empty] | 22.000 x 6.000 x 28.000 | Offered in lightly smoked plexiglass, fully vented, vented plexi, large perforated vented and solid configurations. Beveled corners provide a stylistically modern appearance, while hinging either left or right. Large perf door has 64% open area, regular perf vented doors have 25% open area. Black textured powder coat finish. Includes keylock.
Racks | Middle Atlantic | LVFD-18 | 18SP LARGE PERF FRONT DOOR | 557 | 501.3 | [8 empty] | 656747072413 | Y | 15.2 | https://assetserver.net/_assets/middle atlantic/1000/lvfd18.jpg |  | https://assetserver.net/_assets/_prop65/shortform cancerandreprod_midat.jpg | US | Mounts & Racks | Racks |  |  | 0 | Product Color: Black | Limited Warranty: Lifetime |  |  |  | 38.000 x 22.000 x 6.000 | Offered in lightly smoked plexiglass, fully vented, vented plexi, NEW large perforated vented and solid configurations. Beveled corners provide a stylistically modern appearance, while hinging either left or right. Large perf door has 68% open area, regular perf vented doors have 22% open area. Black textured powder coat finish. Includes keylock.
Racks | Middle Atlantic | LVFD-21 | 21SP LARGE PERF FRONT DOOR | 581 | 522.9 | 14 | [5 empty] | 14 |  | 656747072420 | Y | 18.2 |  |  | https://assetserver.net/_assets/_prop65/shortform cancerandreprod_midat.jpg | US | Mounts & Racks | Racks |  |  | 0 | [5 empty] | 42.000 x 22.000 x 6.000 | Offered in lightly smoked plexiglass, fully vented, vented plexi, large perforated vented and solid configurations. Beveled corners provide a stylistically modern appearance, while hinging either left or right. Large perf door has 64% open area, regular perf vented doors have 25% open area. Black textured powder coat finish. Includes keylock.
Racks | Middle Atlantic | LVFD-24 | 24SP LARGE PERF FRONT DOOR | 610 | 549 | [8 empty] | 656747072437 | Y | 17 | https://assetserver.net/_assets/middle atlantic/1000/lvfd24.jpg |  | https://assetserver.net/_assets/_prop65/shortform cancerandreprod_midat.jpg | US | Mounts & Racks | Racks |  |  | 0 | Product Color: Black | Limited Warranty: Lifetime |  |  |  | 47.000 x 22.000 x 6.000 | Offered in lightly smoked plexiglass, fully vented, vented plexi, NEW large perforated vented and solid configurations. Beveled corners provide a stylistically modern appearance, while hinging either left or right. Large perf door has 68% open area, regular perf vented doors have 22% open area. Black textured powder coat finish. Includes keylock.
Racks | Middle Atlantic | LVFD-27 | 27SP LARGE PERF FRONT DOOR | 688 | 619.2 | [8 empty] | 656747098468 | Y | 21 |  |  | https://assetserver.net/_assets/_prop65/shortform cancerandreprod_midat.jpg | US-United States | Mounts & Racks | Racks |  |  | 0 | Vented front door with 64% open area | Vented front door with 64% open area | Can be installed to hinge right or left | Can be installed to hinge right or left | Black textured powder coat finish | 57.000 x 22.000 x 5.000
Racks | Middle Atlantic | LVFD28-24 | VENTED FRONT DOOR,64%,28W/24SP SR SERIES,BK | 714 | 642.6 | [8 empty] | 656747332951 | Y | 35 |  |  | https://assetserver.net/_assets/_prop65/shortform cancerandreprod_midat.jpg | US-United States | Mounts & Racks | Racks |  |  | 0 | Product Color: Black | Compatible Rack Height: 24U | Width: 28" | Compatibility: <p>24 Space SR Series Racks</p> |  | 60.000 x 27.500 x 3.500
Racks | Middle Atlantic | LVFD28-40 | VENTED FRONT DOOR,64%,28W/40SP SR SERIES,BK | 947 | 852.3 | 1 | [5 empty] | 1 |  | 656747266201 | Y | 33 |  |  | https://assetserver.net/_assets/_prop65/shortform cancerandreprod_midat.jpg | US-United States | Mounts & Racks | Racks |  |  | 0 | Product Color: Black | Compatible Rack Height: 40U | Width: 28" | Compatibility: <p>40 Space SR Series Racks</p> |  | 75.000 x 27.500 x 3.500
Racks | Middle Atlantic | LVFD28-46 | VENTED FRONT DOOR,64%,28W/46SP SR SERIES,BK | 1044 | 939.6 | [8 empty] | 656747332968 | Y | 36 |  |  | https://assetserver.net/_assets/_prop65/shortform cancerandreprod_midat.jpg | US-United States | Mounts & Racks | Racks |  |  | 0 | Product Color: Black | Compatible Rack Height: 46U | Width: 28" | Compatibility: <p>46 Space SR Series Racks</p> |  | 87.500 x 3.000 x 27.000
Racks | Middle Atlantic | LVFD-35 | 35SP LARGE PERF FRONT DOOR | 735 | 661.5 | [8 empty] | 656747078484 | Y | 34 | https://assetserver.net/_assets/middle atlantic/1000/lvfd35.jpg |  | https://assetserver.net/_assets/_prop65/shortform cancerandreprod_midat.jpg | US | Mounts & Racks | Racks |  |  | 0 | Compatibility: <p>DWR Sectional Wall Mount Rack</p> | Limited Warranty: Lifetime |  |  |  | 64.000 x 22.000 x 6.000 | Offered in 64% open area perf configurations. Beveled corners provide a stylish modern appearance while hinging either left or right. Black textured powder coat finish. Includes keylock.
Racks | Middle Atlantic | LVFD-37 | 37SP LARGE PERF FRONT DOOR | 758 | 682.2 | [8 empty] | 656747072529 | Y | 38 |  |  | https://assetserver.net/_assets/_prop65/shortform cancerandreprod_midat.jpg | US | Mounts & Racks | Racks |  |  | 0 | Product Color: Black Powder Coat | Product Material: Steel | Compatible Rack Height: 37U | Environmentally Friendly: Yes | Environmental Certification: GREENGUARD | 24.000 x 5.000 x 67.000 | Offered in 64% open area perf configurations. Beveled corners provide a stylish modern appearance while hinging either left or right. Black textured powder coat finish. Includes keylock. <ul> <li>Vented front door with 64% open area</li> <li>Can be installed to hinge right or left</li> <li>Black textured powder coat finish</li> </ul>
Racks | Middle Atlantic | LVFD-40 | 40SP LARGE PERF FRONT DOOR | 803 | 722.7 | [8 empty] | 656747072536 | Y | 25.5 | https://assetserver.net/_assets/middle atlantic/1000/lvfd40.jpg |  | https://assetserver.net/_assets/_prop65/shortform cancerandreprod_midat.jpg | US | Mounts & Racks | Racks |  |  | 0 | Limited Warranty: Lifetime | Black textured powder coat finish |  |  |  | 22.000 x 4.000 x 72.000 | Offered in 64% open area perf configurations. Beveled corners provide a stylish modern appearance while hinging either left or right. Black textured powder coat finish. Includes keylock.
Racks | Middle Atlantic | LVFD-42 | 42SP LRG PERF FRONT DOOR,WMRK | 867 | 780.3 | [8 empty] | 656747099038 | Y | 38 |  |  | https://assetserver.net/_assets/_prop65/shortform cancerandreprod_midat.jpg | US-United States | Mounts & Racks | Racks |  |  | 0 | Product Color: Black | Product Material: Steel | Compatible Rack Height: 42U | Height: 74.4" | Width: 20" | 22.000 x 5.000 x 77.000 | <p>Offered in 64% open area perf configurations. Beveled corners provide a stylish modern appearance while hinging either left or right. Black textured powder coat finish. Includes keylock.</p> <ul> <li>Vented front door with 64% open area</li> <li>Can be installed to hinge right or left</li> <li>Black textured powder coat finish</li> </ul> <br /> <p></p>
Racks | Middle Atlantic | LVFD-44 | 44SP LARGE PERF FRONT DOOR,UNIV,BLACK | 880 | 792 | [8 empty] | 656747067198 | Y | 40 | https://assetserver.net/_assets/middle atlantic/1000/lvfd44.jpg |  | https://assetserver.net/_assets/_prop65/shortform cancerandreprod_midat.jpg | US-United States | Mounts & Racks | Racks |  |  | 0 | Limited Warranty: Lifetime | Can be installed to hinge right or left |  |  |  | 82.000 x 22.500 x 4.000 | Offered in 64% open area perf configurations. Beveled corners provide a stylish modern appearance while hinging either left or right. Black textured powder coat finish. Includes keylock.
Racks | Middle Atlantic | LVFD-WMRK-24 | 24 SPACE LARGE PERF DOOR | 715 | 643.5 | [8 empty] | 656747102363 | Y | 20 |  |  | https://assetserver.net/_assets/_prop65/shortform cancerandreprod_midat.jpg | US | Mounts & Racks | Racks |  |  | 0 | Compatible Rack Height: 24U | Compatibility: Middle Atlantic WMRK Series Racks | Limited Warranty: Lifetime |  |  | 48.000 x 26.000 x 5.000 | We have upgraded the standard handle provided on front and rear doors for all WMRK Series racks including configured models. The new handles provide an easy to use, positive latching action that stays closed without locking. As part of this upgrade, we have implemented a standard mounting hole pattern that can accept a wide array of swing and electronic handles from a range of manufacturers - eliminating the need for a custom order if you want to use one of these handles! <br /> <ul> <li>Now standard on all WMRK Series racks, both front and rear doors</li> <li>New part numbers for doors without handles (lets you install the handles you want)</li> <li>Uses an industry standard 25mm by 150mm cutout</li> </ul>
Racks | Middle Atlantic | LVFD-WMRK-42 | 42 SPACE LARGE PERF DOOR | 990 | 891 | [8 empty] | 656747102356 | Y | 43 |  |  | https://assetserver.net/_assets/_prop65/shortform cancerandreprod_midat.jpg | US-United States | Mounts & Racks | Racks |  |  | 0 | Compatible Rack Height: 42U | Compatibility: Middle Atlantic WMRK Series Racks | Limited Warranty: Lifetime |  |  | 22.000 x 5.000 x 75.000 | We have upgraded the standard handle provided on front and rear doors for all WMRK Series racks including configured models. The new handles provide an easy to use, positive latching action that stays closed without locking. As part of this upgrade, we have implemented a standard mounting hole pattern that can accept a wide array of swing and electronic handles from a range of manufacturers - eliminating the need for a custom order if you want to use one of these handles! <br /> <ul> <li>Now standard on all WMRK Series racks, both front and rear doors</li> <li>New part numbers for doors without handles (lets you install the handles you want)</li> <li>Uses an industry standard 25mm by 150mm cutout</li> </ul>
Racks | Middle Atlantic | LVFD-WMRK-45 | 45 SPACE LARGE PERF DOOR | 1069 | 962.1 | [8 empty] | 656747102349 | Y | 50 |  |  | https://assetserver.net/_assets/_prop65/shortform cancerandreprod_midat.jpg | US-United States | Mounts & Racks | Racks |  |  | 0 | [5 empty] | 80.000 x 22.000 x 5.000 | We have upgraded the standard handle provided on front and rear doors for all WMRK Series racks including configured models. The new handles provide an easy to use, positive latching action that stays closed without locking. As part of this upgrade, we have implemented a standard mounting hole pattern that can accept a wide array of swing and electronic handles from a range of manufacturers - eliminating the need for a custom order if you want to use one of these handles! <br /> <ul> <li>Now standard on all WMRK Series racks, both front and rear doors</li> <li>New part numbers for doors without handles (lets you install the handles you want)</li> <li>Uses an industry standard 25mm by 150mm cutout</li> </ul>
Racks | Middle Atlantic | MAG-1/2 | 2PC MAGNETIC SOCKETS FOR GANG. | 67 | 60.3 | [8 empty] | 656747009655 | Y | 1 |  |  | https://assetserver.net/_assets/_prop65/shortform cancerandreprod_midat.jpg | US | Mounts & Racks | Racks |  |  | 0 | Â½" magnetized sockets make ganging racks easier | Can be used with any compatible nut or bolt head | Comes as a set of two pieces |  |  | 3.000 x 3.000 x 0.500 | <p>Makes ganging racks easier, comes as a set of two sockets</p>
Racks | Middle Atlantic | MBRK12 | 12SP(21)MAPLE RACK,18 DEEP,MAPLE | 450 | 405 | [8 empty] | 656747099564 | Y | 42 |  |  | https://assetserver.net/_assets/_prop65/shortform cancerandreprod_midat.jpg | US-United States | Mounts & Racks | Racks |  |  | 0 | Form Factor: Floor Standing | Product Color: Maple | Product Material: Wood Grain | Product Material: Steel | Maximum Weight Capacity: 200 lb | 25.000 x 22.000 x 5.000
Racks | Middle Atlantic | MBRK12-22 | 12SP(21)RACK,22 DEEP,MAPLE | 594 | 534.6 | 1 |  |  |  | 1 |  |  |  | 656747099601 | Y | 54 |  |  | https://assetserver.net/_assets/_prop65/shortform cancerandreprod_midat.jpg | US-United States | Mounts & Racks | Racks |  |  | 0 | Product Color: Maple | Product Material: Wood | Height: 21" | Depth: 22" | Rack Height: 12U | 32.000 x 31.000 x 4.000
Racks | Middle Atlantic | MBRK12-28 | 12SP(21)RACK,28 DEEP,MAPLE | 806 | 725.4 | [8 empty] | 656747099649 | Y | 63 |  |  | https://assetserver.net/_assets/_prop65/shortform cancerandreprod_midat.jpg | US-United States | Mounts & Racks | Racks |  |  | 0 | Product Color: Maple | Product Material: Wood | Height: 21" | Depth: 28" | Rack Height: 12U | 32.000 x 31.000 x 4.000
Racks | Middle Atlantic | MBRK16 | 16SP(28)RACK,18 DEEP,MAPLE | 504 | 453.6 | [8 empty] | 656747099571 | Y | 50 |  |  | https://assetserver.net/_assets/_prop65/shortform cancerandreprod_midat.jpg | US-United States | Mounts & Racks | Racks |  |  | 0 | Form Factor: Floor Standing | Product Color: Maple | Product Material: Wood Grain | Product Material: Steel | Maximum Weight Capacity: 200 lb | 38.000 x 21.000 x 5.000
Racks | Middle Atlantic | MBRK16-22 | 16SP(28)RACK,22 DEEP,MAPLE | 662 | 595.8 | [8 empty] | 656747099618 | Y | 61 |  |  | https://assetserver.net/_assets/_prop65/shortform cancerandreprod_midat.jpg | US-United States | Mounts & Racks | Racks |  |  | 0 | Product Color: Maple | Product Material: Wood | Height: 28" | Depth: 22" | Rack Height: 16U | 32.000 x 31.000 x 4.000
Racks | Middle Atlantic | MBRK16-28 | 16SP(28)RACK,28 DEEP,MAPLE | 895 | 805.5 | [8 empty] | 656747099656 | Y | 78 |  |  | https://assetserver.net/_assets/_prop65/shortform cancerandreprod_midat.jpg | US-United States | Mounts & Racks | Racks |  |  | 0 | Ready-to-assemble design allows for flat shipment via UPS | Easily assembled with included hardware | Includes 10-32 threaded front and rear rackrail |  |  | 32.000 x 31.000 x 4.000
Racks | Middle Atlantic | MBRK20 | 20SP(35)RACK,18 DEEP,MAPLE | 542 | 487.8 | [8 empty] | 656747099588 | Y | 54.5 |  |  | https://assetserver.net/_assets/_prop65/shortform cancerandreprod_midat.jpg | US-United States | Mounts & Racks | Racks |  |  | 0 | Form Factor: Floor Standing | Product Color: Maple | Product Material: Wood Grain | Product Material: Steel | Maximum Weight Capacity: 200 lb | 39.000 x 21.000 x 7.000
Racks | Middle Atlantic | MBRK20-22 | 20SP(35)RACK,22 DEEP,MAPLE | 696 | 626.4 | [8 empty] | 656747099625 | Y | 90.4 |  |  | https://assetserver.net/_assets/_prop65/shortform cancerandreprod_midat.jpg | US-United States | Mounts & Racks | Racks |  |  | 0 | Product Color: Maple | Product Material: Wood | Height: 35" | Depth: 22" | Rack Height: 20U | 38.250 x 33.000 x 4.375
Racks | Middle Atlantic | MBRK20-28 | 20SP(35)RACK,28 DEEP,MAPLE | 947 | 852.3 | [8 empty] | 656747099663 | Y | 101 |  |  | https://assetserver.net/_assets/_prop65/shortform cancerandreprod_midat.jpg | US-United States | Mounts & Racks | Racks |  |  | 0 | Product Color: Maple | Product Material: Wood Grain | Maximum Weight Capacity: 250 lb | Height: 36.6" | Width: 20.7" | 38.250 x 27.000 x 4.750 | The BRK/MBRK/OBRK/RK/SRK/OSR Series 19" Equipment Racks
Racks | Middle Atlantic | MBRK28-22 | 28SP(49)RACK,22 DEEP,MAPLE | 792 | 712.8 | 1 |  |  | 1 |  |  |  |  | 656747099632 | Y | 114 | https://assetserver.net/_assets/middle atlantic/1000/mbrk2822.jpg |  | https://assetserver.net/_assets/_prop65/shortform cancerandreprod_midat.jpg | US | Mounts & Racks | Racks |  |  | 0 | Product Color: Maple | Product Material: Wood | Height: 49" | Depth: 22" | Rack Height: 28U | 52.250 x 27.000 x 4.375
Racks | Middle Atlantic | MBRK28-28 | 28SP(49)RACK,28 DEEP,MAPLE | 1090 | 981 | [8 empty] | 656747099670 | Y | 134 | https://assetserver.net/_assets/middle atlantic/1000/mbrk2828.jpg |  | https://assetserver.net/_assets/_prop65/shortform cancerandreprod_midat.jpg | US-United States | Mounts & Racks | Racks |  |  | 0 | Form Factor: Floor Standing | Product Color: Maple | Product Material: Wood | Product Material: Steel | Maximum Weight Capacity: 250 lb | 52.250 x 33.000 x 4.375
Racks | Middle Atlantic | MBRK8 | 8SP(14)RACK,18 DEEP,MAPLE | 406 | 365.4 | [8 empty] | 656747099557 | Y | 35.1 |  |  | https://assetserver.net/_assets/_prop65/shortform cancerandreprod_midat.jpg | US-United States | Mounts & Racks | Racks |  |  | 0 | Ready-to-assemble design allows for flat shipment via UPS | Easily assembled with included hardware | Includes 10-32 threaded front rackrail |  |  | 24.000 x 21.000 x 5.000
Racks | Middle Atlantic | MBRK8-22 | 8SP(14)RACK,22 DEEP,MAPLE | 570 | 513 | [8 empty] | 656747099595 | Y | 32 |  |  | https://assetserver.net/_assets/_prop65/shortform cancerandreprod_midat.jpg | US-United States | Mounts & Racks | Racks |  |  | 0 | Product Color: Maple | Product Material: Wood Grain | Maximum Weight Capacity: 200 lb | Height: 15.6" | Width: 20.7" | 32.000 x 31.000 x 4.000 | The BRK/MBRK/OBRK/RK/SRK/OSR Series 19" Equipment Racks
Racks | Middle Atlantic | MDV-R12 | MDV SYSTEM 12SP RACK | 674 | 606.6 | [8 empty] | 656747034596 | Y | 1 |  |  | https://assetserver.net/_assets/_prop65/shortform cancerandreprod_midat.jpg | US | Mounts & Racks | Racks |  |  | 0 | Product Material: Wood | Height: 26.50" | Width: 23" | Depth: 28.50" | Compatibility: Middle Atlantic - MDV Desk | 27.000 x 33.000 x 6.000 | <ul> <li>Side rack is compatible with all MDV Series desks</li> <li>12 rackspaces</li> <li>Accepts optional caster set</li> </ul>
Racks | Middle Atlantic | MFR-1227GE | 12SP27D MOBILE F RACK GE | 1373 | 1235.7 | [8 empty] | 656747193385 | N | 86 |  |  | https://assetserver.net/_assets/_prop65/shortform cancerandreprod_midat.jpg |  | Mounts & Racks | Racks |  |  | 0 | Application/Usage: A/V Equipment | Form Factor: Floor Standing | Product Color: Grained Ebony Ash | Product Material: Wood | Product Material: Plexiglass | 30.500 x 26.000 x 29.000 | <p>Engineered and rigorously tested to provide years of trouble-free service, these racks feature premium bolt-through casters and rigid construction for reliability. This cost-effective furniture rack includes advanced features for reliability. Ships fully assembled.</p> <ul> <li>Cost-effective furniture rack</li> <li>Bolt-through casters (3") and internal steel bracing for strength</li> <li>Designed for passive cooling; optional fan kit is available</li> <li>Optional flat screen mount holds most monitors up to 32"</li> <li>Includes 10-32 threaded adjustable front rail</li> <li>Locking Plexi Glas&reg; front door is standard</li> <li>Ships fully assembled</li> </ul>
Racks | Middle Atlantic | MFR-1227KM | 12SP27D MOBILE F RACK KM | 1373 | 1235.7 | [8 empty] | 656747193392 | N | 93 |  |  | https://assetserver.net/_assets/_prop65/shortform cancerandreprod_midat.jpg | US-United States | Mounts & Racks | Racks |  |  | 0 | Application/Usage: A/V Equipment | Form Factor: Floor Standing | Product Color: Knotted Maple | Product Material: Wood | Product Material: Plexiglass | 30.250 x 26.000 x 28.750 | <p>Engineered and rigorously tested to provide years of trouble-free service, these racks feature premium bolt-through casters and rigid construction for reliability. This cost-effective furniture rack includes advanced features for reliability. Ships fully assembled.</p> <ul> <li>Cost-effective furniture rack</li> <li>Bolt-through casters (3") and internal steel bracing for strength</li> <li>Designed for passive cooling; optional fan kit is available</li> <li>Optional flat screen mount holds most monitors up to 32"</li> <li>Includes 10-32 threaded adjustable front rail</li> <li>Locking Plexi Glas&reg; front door is standard</li> <li>Ships fully assembled</li> </ul>
Racks | Middle Atlantic | MFR-1627A3 | 16RU Floor Standing Rack - 27in Depth - Asian Night | 1434 | 1290.6 | [8 empty] | 656747408007 | N | 100 |  |  |  | US | Mounts & Racks | Racks |  |  | 0 | [6 empty] | <p>Engineered and rigorously tested to provide years of trouble-free service, these racks feature premium bolt-through casters and rigid construction for reliability. This cost-effective furniture rack includes advanced features for reliability. Ships fully assembled.</p>
Racks | Middle Atlantic | MFR-1627E0 | 16SP27D MOBILE RACK Bitmore Cherry | 1434 | 1290.6 | [8 empty] | 656747408014 | N | 108 |  |  |  | US | Mounts & Racks | Racks |  |  | 0 | [6 empty] | <p>Engineered and rigorously tested to provide years of trouble-free service, these racks feature premium bolt-through casters and rigid construction for reliability. This cost-effective furniture rack includes advanced features for reliability. Ships fully assembled.</p>
Racks | Middle Atlantic | MFR-1627GE | 16SP27D MOBILE F RACK GE | 1434 | 1290.6 | 1 | [5 empty] | 1 |  | 656747193415 | Y | 100 |  |  | https://assetserver.net/_assets/_prop65/shortform cancerandreprod_midat.jpg | US-United States | Mounts & Racks | Racks |  |  | 0 | Application/Usage: A/V Equipment | Form Factor: Floor Standing | Product Color: Grained Ebony Ash | Product Material: Wood | Product Material: Steel | 26.000 x 30.500 x 36.000 | <p>Engineered and rigorously tested to provide years of trouble-free service, these racks feature premium bolt-through casters and rigid construction for reliability. This cost-effective furniture rack includes advanced features for reliability. Ships fully assembled.</p> <ul> <li>Cost-effective furniture rack</li> <li>Bolt-through casters (3") and internal steel bracing for strength</li> <li>Designed for passive cooling; optional fan kit is available</li> <li>Optional flat screen mount holds most monitors up to 32"</li> <li>Includes 10-32 threaded adjustable front rail</li> <li>Locking Plexi Glas&reg; front door is standard</li> <li>Ships fully assembled</li> </ul>
Racks | Middle Atlantic | MFR-1627KM | 16SP27D MOBILE F RACK KM | 1434 | 1290.6 | [8 empty] | 656747193422 | N | 110 |  |  | https://assetserver.net/_assets/_prop65/shortform cancerandreprod_midat.jpg | US | Mounts & Racks | Racks |  |  | 0 | Application/Usage: A/V Equipment | Form Factor: Floor Standing | Product Color: Knotted Maple | Product Material: Wood | Product Material: Plexiglass | 32.000 x 28.000 x 41.000 | <p>Engineered and rigorously tested to provide years of trouble-free service, these racks feature premium bolt-through casters and rigid construction for reliability. This cost-effective furniture rack includes advanced features for reliability. Ships fully assembled.</p> <ul> <li>Cost-effective furniture rack</li> <li>Bolt-through casters (3") and internal steel bracing for strength</li> <li>Designed for passive cooling; optional fan kit is available</li> <li>Optional flat screen mount holds most monitors up to 32"</li> <li>Includes 10-32 threaded adjustable front rail</li> <li>Locking Plexi Glas&reg; front door is standard</li> <li>Ships fully assembled</li> </ul>
Racks | Middle Atlantic | MFR-2027A3 | Mobile Furniture Rack; Asian Knight | 1535 | 1381.5 | [9 empty] | N | 98 | https://assetserver.net/_assets/middle atlantic/1000/mfr2027a3.jpg | https://assetserver.net/_assets/middle atlantic/pdf/mfr2027a3-spec.pdf |  | US-United States of America | Mounts & Racks | Racks |  |  | 0 | Cost-effective furniture rack includes advanced features | Robust design features bolt-through casters and internal steel bracing (12 and 16 space models have 3” floor-friendly caster, 20 space models have 4” casters) | Optimized for passive ventilation, or choose optional DC fan kit | Optional flat screen mount accommodates most monitors | Integrated rear management system features vented top mounting panel for optional DC fans, integrated cable exit panel, and tip-in rear panel for easy equipment access |  | Engineered and rigorously tested to provide years of trouble-free service, these racks feature premium bolt-through casters and rigid construction for reliability. This cost-effective furniture rack includes advanced features for reliability. Ships fully assembled.
Racks | Middle Atlantic | MFR-2027E0 | 20SP27D MOBILE F RACK E0 | 1535 | 1381.5 | [8 empty] | 0656747408045 | N | 116 |  |  |  | US-United States of America | Mounts & Racks | Racks |  |  | 0
Racks | Middle Atlantic | MFR-2027GE | 20SP27D MOBILE F RACK GE | 1535 | 1381.5 | [8 empty] | 656747193446 | N | 116 |  |  | https://assetserver.net/_assets/_prop65/shortform cancerandreprod_midat.jpg | US-United States | Mounts & Racks | Racks |  |  | 0 | Application/Usage: A/V Equipment | Form Factor: Floor Standing | Color Family: Gray | Product Color: Grained Ebony Ash | Product Material: Wood | 30.500 x 26.000 x 44.000 | Engineered and rigorously tested to provide years of trouble-free service, these racks feature premium bolt-through casters and rigid construction for reliability. This cost-effective furniture rack includes advanced features for reliability. Ships fully assembled. Grained ebony ash.
Racks | Middle Atlantic | MFR-2027KM | 20SP27D MOBILE F RACK KM | 1535 | 1381.5 | [8 empty] | 656747193453 | N | 115 |  |  | https://assetserver.net/_assets/_prop65/shortform cancerandreprod_midat.jpg | US | Mounts & Racks | Racks |  |  | 0 | Application/Usage: A/V Equipment | Form Factor: Floor Standing | Product Color: Knotted Maple | Product Material: Wood | Product Material: Steel | 40.000 x 26.000 x 30.000 | <p>Engineered and rigorously tested to provide years of trouble-free service, these racks feature premium bolt-through casters and rigid construction for reliability. This cost-effective furniture rack includes advanced features for reliability. Ships fully assembled.</p> <ul> <li>Cost-effective furniture rack</li> <li>Bolt-through casters (4") and internal steel bracing for strength</li> <li>Designed for passive cooling; optional fan kit is available</li> <li>Optional flat screen mount holds most monitors up to 32"</li> <li>Includes 10-32 threaded adjustable front rail</li> <li>Locking Plexi Glas&reg; front door is standard</li> <li>Ships fully assembled</li> </ul>
Racks | Middle Atlantic | MFR-RRK-12 | MFR REAR RAIL KIT 12SP | 61 | 54.9 | [8 empty] | 656747193477 | Y | 2.9 |  |  | https://assetserver.net/_assets/_prop65/shortform cancerandreprod_midat.jpg | US-United States | Mounts & Racks | Racks |  |  | 0 | 10-32 threaded rear rackrail | Fits matching size MFR Series racks |  |  |  | 23.500 x 3.500 x 1.250 | <p>Heavy-gauge 10-32 threaded rail, sold as a pair</p>
Racks | Middle Atlantic | MFR-RRK-16 | MFR REAR RAIL KIT 16SP | 74 | 66.6 | [8 empty] | 656747193484 | Y | 4.2 |  |  | https://assetserver.net/_assets/_prop65/shortform cancerandreprod_midat.jpg | US-United States | Mounts & Racks | Racks |  |  | 0 | Device Supported: Rack | Product Color: Black | Compatibility: Middle Atlantic MFR Series Racks | Environmentally Friendly: Yes | Environmental Certification: RoHS | 13.000 x 10.000 x 9.000 | <p>Heavy-gauge 10-32 threaded rail, sold as a pair</p>
Racks | Middle Atlantic | MFR-RRK-20 | MFR REAR RAIL KIT 20SP | 89 | 80.1 | [8 empty] | 656747193491 | Y | 4.9 |  |  | https://assetserver.net/_assets/_prop65/shortform cancerandreprod_midat.jpg | US | Mounts & Racks | Racks |  |  | 0 | 10-32 threaded rear rackrail | Fits matching size MFR Series racks |  |  |  | 35.000 x 4.000 x 2.000 | <p>Heavy-gauge 10-32 threaded rail, sold as a pair</p>
Racks | Middle Atlantic | MK-19-45 | CABLE MGMT RCK, 45SP (78.75) | 1248 | 1123.2 | [8 empty] | 656747009945 | Y | 64.35 |  | https://assetserver.net/_assets/middle atlantic/pdf/mk1945-spec.pdf | https://assetserver.net/_assets/_prop65/shortform cancerandreprod_midat.jpg | US-United States | Mounts & Racks | Racks |  |  | 0 | To prevent clogged threads, each of the rack rails is finished in durable e-coat | Usage of premium quality steel in the construction guarantees a lifetime of use | Includes abundant cable-tie points that accommodate hook-and-loop fastening straps and nylon wire ties | For ease of use, it includes an integral, top, cable tray in the front and rear | Powder-coat finishing of the rack matches any decor | 86.000 x 8.000 x 5.000 | Built with tough steel, the Middle Atlantic Cable Management Rack is perfect for high-density, patching applications. The loose bolts are replaced with captive fasteners in this rack that ensure quick assembly times and uncommon strength. This excellent cabinet can hold 19’’ equipment and has a capacity of 45U. The black powder finish gives it a clean, aesthetic look that easily blends in with the decor of any workspace. The built-in cable management feature allows for hassle-free management of any quantity of cables.
Racks | Middle Atlantic | MK-LA | LADDER ADAPTER FOR MK RACKS | 106 | 95.4 | [8 empty] | 656747030543 | Y | 5.75 |  |  | https://assetserver.net/_assets/_prop65/shortform cancerandreprod_midat.jpg | US-United States | Mounts & Racks | Racks |  |  | 0 | [5 empty] | 19.250 x 7.500 x 1.000 | Adapter used to connect cable ladder to the top of racks or cabinets.
Racks | Middle Atlantic | MMR-1020 | MULTI MOUNT RACK 10U,20"D,METALLIC GREY | 527 | 474.3 | [8 empty] | 656747235009 | Y | 42 |  |  | https://assetserver.net/_assets/_prop65/shortform cancerandreprod_midat.jpg | US-United States | Mounts & Racks | Racks |  |  | 0 | Multiple wall mount options provide flexibility for budgets & workflows: Easy access pivot, Hang bracket for mounting fully integrated rack, Direct-to-wall | Ideal for installation in closets, basements and equipment rooms | Up to 250 lb weight capacity | UL Listed in the US and Canada |  | 25.250 x 22.000 x 24.500 | <p>The Essex Multi Mount Rack is a fully-welded equipment mounting solution offering exceptional versatility at an affordable price. MMR Series racks feature the flexibility to be installed desktop, floor-standing or wall mounted in one of three distinct ways.</p> <ul> <li>Most versatile fully welded rack that can be desktop, floor-standing or wall mounted</li> <li>Multiple wall mount options provide flexibility for budgets and workflows: easy access pivot, hang bracket for mounting fully integrated rack, direct-to-wall</li> <li>Trusted Middle Atlantic quality</li> <li>Best value for entry-level AV systems</li> <li>Available in sizes complementary to residentialAV systems: 10, 12, 16, 18, rackspaces</li> <li>UL Listed</li> <li>Up to 250 lb weight capacity</li> <li>Attractive design with sleek metallic grey finish</li> <li>Passive ventilation designed into rack top and sides; optional quiet DC fan tops move up to 276 CFM</li> <li>Options include casters for mobility, leveling feet for fixed installation, locking solid and plexi doors that install in seconds, minimizing installation time and accessory and power kits/bundles</li> <li>Ideal for installation in closets, basements and equipment rooms</li> <li>Front and real rail options, fully adjustable</li> </ul>
Racks | Middle Atlantic | MMR-1220 | MULTI MOUNT RACK 12U,20"D,METALLIC GREY | 594 | 534.6 | [8 empty] | 656747235016 | Y | 38.1 |  |  | https://assetserver.net/_assets/_prop65/shortform cancerandreprod_midat.jpg | US-United States | Mounts & Racks | Racks |  |  | 0 | Multiple wall mount options provide flexibility for budgets & workflows: Easy access pivot, Hang bracket for mounting fully integrated rack, Direct-to-wall | Ideal for installation in closets, basements and equipment rooms | Up to 250 lb weight capacity | UL Listed in the US and Canada |  | 21.500 x 25.000 x 31.625 | <p>The Essex Multi Mount Rack is a fully-welded equipment mounting solution offering exceptional versatility at an affordable price. MMR Series racks feature the flexibility to be installed desktop, floor-standing or wall mounted in one of three distinct ways.</p> <ul> <li>Most versatile fully welded rack that can be desktop, floor-standing or wall mounted</li> <li>Multiple wall mount options provide flexibility for budgets and workflows: easy access pivot, hang bracket for mounting fully integrated rack, direct-to-wall</li> <li>Trusted Middle Atlantic quality</li> <li>Best value for entry-level AV systems</li> <li>Available in sizes complementary to residentialAV systems: 10, 12, 16, 18, rackspaces</li> <li>UL Listed</li> <li>Up to 250 lb weight capacity</li> <li>Attractive design with sleek metallic grey finish</li> <li>Passive ventilation designed into rack top and sides; optional quiet DC fan tops move up to 276 CFM</li> <li>Options include casters for mobility, leveling feet for fixed installation, locking solid and plexi doors that install in seconds, minimizing installation time and accessory and power kits/bundles</li> <li>Ideal for installation in closets, basements and equipment rooms</li> <li>Front and real rail options, fully adjustable</li> </ul>
Racks | Middle Atlantic | MMR-1620 | MULTI MOUNT RACK 16U,20"D,METALLIC GREY | 699 | 629.1 | [8 empty] | 656747235023 | Y | 43.1 |  |  | https://assetserver.net/_assets/_prop65/shortform cancerandreprod_midat.jpg | US | Mounts & Racks | Racks |  |  | 0 | Application/Usage: A/V Equipment | Form Factor: Desktop | Form Factor: Floor Standing | Form Factor: Wall Mountable | Product Color: Metallic Gray Powder Coat | 21.500 x 25.000 x 35.625 | <p>The Essex Multi Mount Rack is a fully-welded equipment mounting solution offering exceptional versatility at an affordable price. MMR Series racks feature the flexibility to be installed desktop, floor-standing or wall mounted in one of three distinct ways.</p> <ul> <li>Most versatile fully welded rack that can be desktop, floor-standing or wall mounted</li> <li>Multiple wall mount options provide flexibility for budgets and workflows: easy access pivot, hang bracket for mounting fully integrated rack, direct-to-wall</li> <li>Trusted Middle Atlantic quality</li> <li>Best value for entry-level AV systems</li> <li>Available in sizes complementary to residentialAV systems: 10, 12, 16, 18, rackspaces</li> <li>UL Listed</li> <li>Up to 250 lb weight capacity</li> <li>Attractive design with sleek metallic grey finish</li> <li>Passive ventilation designed into rack top and sides; optional quiet DC fan tops move up to 276 CFM</li> <li>Options include casters for mobility, leveling feet for fixed installation, locking solid and plexi doors that install in seconds, minimizing installation time and accessory and power kits/bundles</li> <li>Ideal for installation in closets, basements and equipment rooms</li> <li>Front and real rail options, fully adjustable</li> </ul>
Racks | Middle Atlantic | MMR-1624 | MULTI MOUNT RACK 16U,24"D,METALLIC GREY | 717 | 645.3 | [8 empty] | 656747235047 | Y | 53.1 |  |  | https://assetserver.net/_assets/_prop65/shortform cancerandreprod_midat.jpg | US-United States | Mounts & Racks | Racks |  |  | 0 | â€¢ Multiple wall mount options provide flexibility for budgets & workflows:Easy access pivot,Hang bracket for mounting fully integrated rack,Direct-to-wall | â€¢ Ideal for installation in closets, basements and equipment rooms | â€¢ Up to 250 lb weight capacity | â€¢ UL Listed in the US and Canada |  | 25.500 x 25.000 x 35.625 | <p>The Essex Multi Mount Rack is a fully-welded equipment mounting solution offering exceptional versatility at an affordable price. MMR Series racks feature the flexibility to be installed desktop, floor-standing or wall mounted in one of three distinct ways.</p> <ul> <li>Most versatile fully welded rack that can be desktop, floor-standing or wall mounted</li> <li>Multiple wall mount options provide flexibility for budgets and workflows: easy access pivot, hang bracket for mounting fully integrated rack, direct-to-wall</li> <li>Trusted Middle Atlantic quality</li> <li>Best value for entry-level AV systems</li> <li>Available in sizes complementary to residentialAV systems: 10, 12, 16, 18, rackspaces</li> <li>UL Listed</li> <li>Up to 250 lb weight capacity</li> <li>Attractive design with sleek metallic grey finish</li> <li>Passive ventilation designed into rack top and sides; optional quiet DC fan tops move up to 276 CFM</li> <li>Options include casters for mobility, leveling feet for fixed installation, locking solid and plexi doors that install in seconds, minimizing installation time and accessory and power kits/bundles</li> <li>Ideal for installation in closets, basements and equipment rooms</li> <li>Front and real rail options, fully adjustable</li> </ul>
Racks | Middle Atlantic | MMR-1820 | MULTI MOUNT RACK 18U,20"D,METALLIC GREY | 780 | 702 | [8 empty] | 656747235030 | Y | 48.1 |  |  | https://assetserver.net/_assets/_prop65/shortform cancerandreprod_midat.jpg | US-United States | Mounts & Racks | Racks |  |  | 0 | Rack Type: Enclosed Cabinet | Application/Usage: A/V Equipment | Features: Vented Top | Features: Vented Side | Features: Casters | 21.500 x 25.000 x 37.625 | <p>The Essex Multi Mount Rack is a fully-welded equipment mounting solution offering exceptional versatility at an affordable price. MMR Series racks feature the flexibility to be installed desktop, floor-standing or wall mounted in one of three distinct ways.</p> <ul> <li>Most versatile fully welded rack that can be desktop, floor-standing or wall mounted</li> <li>Multiple wall mount options provide flexibility for budgets and workflows: easy access pivot, hang bracket for mounting fully integrated rack, direct-to-wall</li> <li>Trusted Middle Atlantic quality</li> <li>Best value for entry-level AV systems</li> <li>Available in sizes complementary to residentialAV systems: 10, 12, 16, 18, rackspaces</li> <li>UL Listed</li> <li>Up to 250 lb weight capacity</li> <li>Attractive design with sleek metallic grey finish</li> <li>Passive ventilation designed into rack top and sides; optional quiet DC fan tops move up to 276 CFM</li> <li>Options include casters for mobility, leveling feet for fixed installation, locking solid and plexi doors that install in seconds, minimizing installation time and accessory and power kits/bundles</li> <li>Ideal for installation in closets, basements and equipment rooms</li> <li>Standard front adjustable 10-32 threaded rackrail</li> </ul>
Racks | Middle Atlantic | MMR-1824 | MULTI MOUNT RACK 18U,24"D,METALLIC GREY | 842 | 757.8 | [8 empty] | 656747235054 | N | 62 |  | https://assetserver.net/_assets/middle atlantic/pdf/mmr1824-spec.pdf | https://assetserver.net/_assets/_prop65/shortform cancerandreprod_midat.jpg | US | Mounts & Racks | Racks |  |  | 0 | Application/Usage: A/V Equipment | Form Factor: Desktop | Form Factor: Floor Standing | Form Factor: Wall Mountable | Product Color: Metallic Gray Powder Coat | 25.500 x 25.000 x 39.000 | <p>The Essex Multi Mount Rack is a fully-welded equipment mounting solution offering exceptional versatility at an affordable price. MMR Series racks feature the flexibility to be installed desktop, floor-standing or wall mounted in one of three distinct ways.</p> <ul> <li>Most versatile fully welded rack that can be desktop, floor-standing or wall mounted</li> <li>Multiple wall mount options provide flexibility for budgets and workflows: easy access pivot, hang bracket for mounting fully integrated rack, direct-to-wall</li> <li>Trusted Middle Atlantic quality</li> <li>Best value for entry-level AV systems</li> <li>Available in sizes complementary to residentialAV systems: 10, 12, 16, 18, rackspaces</li> <li>UL Listed</li> <li>Up to 250 lb weight capacity</li> <li>Attractive design with sleek metallic grey finish</li> <li>Passive ventilation designed into rack top and sides; optional quiet DC fan tops move up to 276 CFM</li> <li>Options include casters for mobility, leveling feet for fixed installation, locking solid and plexi doors that install in seconds, minimizing installation time and accessory and power kits/bundles</li> <li>Ideal for installation in closets, basements and equipment rooms</li> <li>Front and real rail options, fully adjustable</li> </ul>
Racks | Middle Atlantic | MMR-RR10 | 10 SPACE(17 1/2")RAIL KIT FOR MMR SERIES | 83 | 74.7 | [8 empty] | 656747346736 | Y | 2.2 |  |  | https://assetserver.net/_assets/_prop65/shortform cancerandreprod_midat.jpg | US-United States | Mounts & Racks | Racks |  |  | 0 | Form Factor: Rack-mountable | Product Material: Steel | Rack Height: 10U |  |  | 23.500 x 3.500 x 1.500 | <p>10 space (17 1/2") rail kit for MMR Series</p> <ul> <li>Heavy gauge, 10-32 threaded rail</li> <li>Hardware included</li> <li>Steel construction with protective e-coating</li> <li>Sold in pairs</li> </ul>
Racks | Middle Atlantic | MMR-RR12 | 12 SPACE(21")RAIL KIT FOR MMR SERIES | 87 | 78.3 | [8 empty] | 656747346743 | Y | 2.5 |  |  | https://assetserver.net/_assets/_prop65/shortform cancerandreprod_midat.jpg | US-United States | Mounts & Racks | Racks |  |  | 0 | Form Factor: Rack-mountable | Product Material: Steel | Rack Height: 12U |  |  | 23.500 x 3.500 x 1.500 | <p>12 space (21") rail kit for MMR Series</p> <ul> <li>Heavy gauge, 10-32 threaded rail</li> <li>Hardware included</li> <li>Steel construction with protective e-coating</li> <li>Sold in pairs</li> </ul>
Racks | Middle Atlantic | MMR-RR16 | 16 SPACE(28")RAIL KIT FOR MMR SERIES | 90 | 81 | [8 empty] | 656747307904 | Y | 3.5 |  |  | https://assetserver.net/_assets/_prop65/shortform cancerandreprod_midat.jpg | US-United States | Mounts & Racks | Racks |  |  | 0 | Form Factor: Rack-mountable | Product Color: Black | Product Material: Steel | Maximum Weight Capacity: 250 lb | Rack Height: 16U | 37.500 x 3.500 x 1.500 | <p>16 space (28") rail kit for MMR Series</p> <ul> <li>Heavy gauge, 10-32 threaded rail</li> <li>Hardware included</li> <li>Steel construction with protective e-coating</li> <li>Sold in pairs</li> </ul>
Racks | Middle Atlantic | MMR-RR18 | 18 SPACE(31-1/2")RAIL KIT FOR MMR SERIES | 100 | 90 | [8 empty] | 656747346750 | Y | 2.9 |  |  | https://assetserver.net/_assets/_prop65/shortform cancerandreprod_midat.jpg | US-United States | Mounts & Racks | Racks |  |  | 0 | Form Factor: Rack-mountable | Product Material: Steel | Rack Height: 18U |  |  | 37.500 x 3.500 x 1.500 | <p>18 space (31 1/2") rail kit for MMR Series</p> <ul> <li>Heavy gauge, 10-32 threaded rail</li> <li>Hardware included</li> <li>Steel construction with protective e-coating</li> <li>Sold in pairs</li> </ul>
Racks | Middle Atlantic | MRK-2426 | 24SP/26D MULTIBAY MRK | 1859 | 1673.1 | [8 empty] | 656747010828 | N | 102 |  |  | https://assetserver.net/_assets/_prop65/shortform cancerandreprod_midat.jpg | US | Mounts & Racks | Racks |  |  | 0 | Application/Usage: A/V Equipment | Features: Cable Management | Features: Adjustable Mounting Rails | Features: Removable Door | Features: Lockable Door | 22.000 x 26.000 x 48.000 | Specify MRK series when you need an enclosure built to perform like a workhorse. Its rugged, space-saving design and high seismic load rating make it a favorite of installing contractors, particularly on larger-scale multi-bay jobs. The MRK series also offers seismic certification and open or removable sides.
Racks | Middle Atlantic | MRK-2426LRD | 24SP/26D MULTIBAY MRK LRD | 1859 | 1673.1 | [8 empty] | 0656747010835 | Y | 0 | https://assetserver.net/_assets/middle atlantic/1000/mrk2426lrd.jpg | https://assetserver.net/_assets/middle atlantic/pdf/mrk2426lrd-spec.pdf | https://assetserver.net/_assets/_prop65/ca prop 65 short form label.jpg | US-United States | Mounts & Racks | Racks |  |  | 0 | Fully welded construction for strength | Racks gang together when fully loaded | Multiple lacing points and slotted rail brackets for cable management flexibility | Standard front and rear adjustable 10-32 threaded rackrail with numbered spaces |  |  | Specify MRK series when you need an enclosure built to perform like a workhorse. Its rugged, space-saving design and high seismic load rating make it a favorite of installing contractors, particularly on larger-scale multi-bay jobs. The MRK series also offers seismic certification and open or removable sides.
Racks | Middle Atlantic | MRK-2431 | 24SP/31D MULTIBAY MRK | 2045 | 1840.5 | [8 empty] | 656747010873 | Y | 119.18 |  |  | https://assetserver.net/_assets/_prop65/shortform cancerandreprod_midat.jpg | US-United States | Mounts & Racks | Racks |  |  | 0 | Form Factor: Floor Standing | Product Color: Black Powder Coat | Product Material: Steel | Static/Stationary Weight Capacity: 10000 lb | Height: 48.1" | 27.000 x 36.000 x 54.000 | <p><b>MRK-2431<br /></b>Specify MRK series when you need an enclosure built to perform like a workhorse. Its rugged, space-saving design and high seismic load rating make it a favorite of installing contractors, particularly on larger-scale multi-bay jobs. The MRK series also offers seismic certification and open or removable sides.</p>
Racks | Middle Atlantic | MRK-2431LRD | 24SP/31D MULTIBAY MRK LRD | 2045 | 1840.5 | [8 empty] | 656747010880 | N | 1 |  |  | https://assetserver.net/_assets/_prop65/prop65 label.jpg | US-United States | Mounts & Racks | Racks |  |  | 0 | Rack Type: Open Frame | Features: Cable Management | Features: Adjustable Mounting Rails | Form Factor: Floor Standing | Product Color: Black Textured Powder Coat | 38.000 x 4.000 x 1.000 | <p>Specify MRK series when you need an enclosure built to perform like a workhorse. Its rugged, space-saving design and high seismic load rating make it a favorite of installing contractors, particularly on larger-scale multi-bay jobs. The MRK series also offers seismic certification and open or removable sides.</p> <ul> <li>Fully welded construction for strength</li> <li>Racks gang together when fully loaded</li> <li>Multiple lacing points and slotted rail brackets for cable management flexibility</li> <li>Standard front and rear adjustable 10-32 threaded rackrail with numbered spaces</li> </ul>
Racks | Middle Atlantic | MRK-3726 | 37SP/26D MULTIBAY MRK | 1999 | 1799.1 | [8 empty] | 656747011016 | N | 131 |  |  | https://assetserver.net/_assets/_prop65/shortform cancerandreprod_midat.jpg | US | Mounts & Racks | Racks |  |  | 0 | Product Color: Black | Height: 70.9" | Depth: 26.5" | Limited Warranty: Lifetime |  | 31.000 x 28.000 x 76.000
Racks | Middle Atlantic | MRK-3726LRD | 37SP/26D MULTIBAY MRK LRD | 1999 | 1799.1 | [8 empty] | 656747011030 | N | 115 |  |  | https://assetserver.net/_assets/_prop65/prop65 label.jpg | US | Mounts & Racks | Racks |  |  | 0 | Rack Type: Open Frame | Features: Cable Management | Features: Adjustable Front Rail | Features: Adjustable Rear Rail | Form Factor: Floor Standing | 31.000 x 28.000 x 76.000
Racks | Middle Atlantic | MRK-3731 | 37SP/31D MULTIBAY MRK | 2303 | 2072.7 | [8 empty] | 656747011061 | Y | 144 |  |  | https://assetserver.net/_assets/_prop65/shortform cancerandreprod_midat.jpg | US-United States | Mounts & Racks | Racks |  |  | 0 | Form Factor: Floor Standing | Product Color: Black Powder Coat | Product Material: Steel | Static/Stationary Weight Capacity: 10000 lb | Height: 70.9" | 36.000 x 28.000 x 76.000 | MRK-3731. Specify MRK series when you need an enclosure built to perform like a workhorse. Its rugged, space-saving design and high seismic load rating make it a favorite of installing contractors, particularly on larger-scale multi-bay jobs. The MRK series also offers seismic certification and open or removable sides.
Racks | Middle Atlantic | MRK-4026 | 40SP/26D MULTIBAY MRK | 2070 | 1863 | [8 empty] | 656747011177 | N | 138 |  |  | https://assetserver.net/_assets/_prop65/shortform cancerandreprod_midat.jpg | US | Mounts & Racks | Racks |  |  | 0 | Rack Type: Open Frame | Features: Leveling Feet | Features: Cable Management | Form Factor: Floor Standing | Color Family: Black | 31.000 x 27.000 x 81.000 | Specify MRK series when you need an enclosure built to perform like a workhorse. Its rugged, space-saving design and high seismic load rating make it a favorite of installing contractors, particularly on larger-scale multi-bay jobs. The MRK series also offers seismic certification and open or removable sides. Fully welded construction for strength. Racks gang together when fully loaded. Multiple lacing points and slotted rail brackets for cable management flexibility. Standard front and rear adjustable 10-32 threaded rack rail with numbered spaces. Comes with standard configurable rear door.
Racks | Middle Atlantic | MRK-4026LRD | 40SP/26D MULTIBAY MRK LRD | 2070 | 1863 | [8 empty] | 656747011191 | N | 122 |  |  | https://assetserver.net/_assets/_prop65/shortform cancerandreprod_midat.jpg | US | Mounts & Racks | Racks |  |  | 0 | Rack Type: Open Frame | Features: Cable Management | Features: Removable Panel | Form Factor: Floor Standing | Color Family: Black | 31.000 x 28.000 x 81.000 | Specify MRK series when you need an enclosure built to perform like a workhorse. Its rugged, space-saving design and high seismic load rating make it a favorite of installing contractors, particularly on larger-scale multi-bay jobs. The MRK series also offers seismic certification and open or removable sides. Fully welded construction for strength. Racks gang together when fully loaded. Multiple lacing points and slotted rail brackets for cable management flexibility. Standard front and rear adjustable 10-32 threaded rack rail with numbered spaces. Comes with standard configurable rear door.
Racks | Middle Atlantic | MRK-4031 | 40SP/31D MULTIBAY MRK | 2459 | 2213.1 | [8 empty] | 656747011221 | Y | 152 |  |  | https://assetserver.net/_assets/_prop65/shortform cancerandreprod_midat.jpg | US-United States | Mounts & Racks | Racks |  |  | 0 | Color Family: Black | Product Color: Black | Product Material: Steel | Static/Stationary Weight Capacity: 10000 lb | Height: 76.1" | 36.000 x 28.000 x 81.000 | Specify MRK series when you need an enclosure built to perform like a workhorse. Its rugged, space-saving design and high seismic load rating make it a favorite of installing contractors, particularly on larger-scale multi-bay jobs. The MRK series also offers seismic certification and open or removable sides. Fully welded construction for strength. Racks gang together when fully loaded. Multiple lacing points and slotted rail brackets for cable management flexibility. Standard front and rear adjustable 10-32 threaded rack rail with numbered spaces. Comes with standard configurable rear door.
Racks | Middle Atlantic | MRK-4031LRD | 40SP/31D MULTIBAY MRK LRD | 2459 | 2213.1 | [8 empty] | 656747011269 | N | 133 |  |  | https://assetserver.net/_assets/_prop65/prop65 label.jpg | US-United States | Mounts & Racks | Racks |  |  | 0 | Rack Type: Open Frame | Form Factor: Floor Standing | Product Color: Black | Product Material: Steel | Height: 76" | 36.000 x 28.000 x 81.000
Racks | Middle Atlantic | MRK-4036 | 40SP/36D MULTIBAY MRK | 2815 | 2533.5 | [8 empty] | 656747071812 | Y | 164 |  |  | https://assetserver.net/_assets/_prop65/shortform cancerandreprod_midat.jpg | US-United States | Mounts & Racks | Racks |  |  | 0 | Form Factor: Floor Standing | Product Color: Black Powder Coat | Product Material: Steel | Static/Stationary Weight Capacity: 10000 lb | Height: 76.1" | 40.000 x 30.000 x 81.000 | MRK-4036. Specify MRK series when you need an enclosure built to perform like a workhorse. Its rugged, space-saving design and high seismic load rating make it a favorite of installing contractors, particularly on larger-scale multi-bay jobs. The MRK series also offers seismic certification and open or removable sides.
Racks | Middle Atlantic | MRK-4036LRD | 40SP/36D MULTIBAY MRK LRD | 2815 | 2533.5 | [8 empty] | 656747071829 | N | 149 |  |  | https://assetserver.net/_assets/_prop65/shortform cancerandreprod_midat.jpg | US-United States | Mounts & Racks | Racks |  |  | 0 | Form Factor: Floor Standing | Product Color: Black Powder Coat | Product Material: Steel | Static/Stationary Weight Capacity: 10000 lb | Height: 76.1" | 25.000 x 39.000 x 82.000 | MRK-4036LRD. Specify MRK series when you need an enclosure built to perform like a workhorse. Its rugged, space-saving design and high seismic load rating make it a favorite of installing contractors, particularly on larger-scale multi-bay jobs. The MRK series also offers seismic certification and open or removable sides.
Racks | Middle Atlantic | MRK-4036PROLRD | 40SP/36D MRK W/PROLIANT RAIL LRD | 2815 | 2533.5 | [8 empty] | 656747071836 | Y | 140 |  |  | https://assetserver.net/_assets/_prop65/shortform cancerandreprod_midat.jpg | US-United States | Mounts & Racks | Racks |  |  | 0 | Form Factor: Floor Standing | Product Color: Black Powder Coat | Product Material: Steel | Maximum Weight Capacity: 10000 lb | Height: 70.1" | 40.000 x 30.000 x 81.000 | MRK-4036PROLRD. Specify MRK series when you need an enclosure built to perform like a workhorse. Its rugged, space-saving design and high seismic load rating make it a favorite of installing contractors, particularly on larger-scale multi-bay jobs. The MRK series also offers seismic certification and open or removable sides.
Racks | Middle Atlantic | MRK-4042 | 40SP/42D MULTIBAY RACK | 3180 | 2862 | [8 empty] | 656747071850 | Y | 180 | https://assetserver.net/_assets/middle atlantic/1000/mrk4042.jpg |  | https://assetserver.net/_assets/_prop65/shortform cancerandreprod_midat.jpg | US-United States | Mounts & Racks | Racks |  |  | 0 | [5 empty] | 48.000 x 30.000 x 81.000 | The MRK Series 19-inch gangable enclosures Narrow design for large multi-bay jobs
Racks | Middle Atlantic | MRK-4042LRD | 40SP/42D MULTIBAY MRK LRD | 3180 | 2862 | [8 empty] | 656747071874 | Y | 198 |  |  | https://assetserver.net/_assets/_prop65/shortform cancerandreprod_midat.jpg | US-United States | Mounts & Racks | Racks |  |  | 0 | Form Factor: Floor Standing | Product Color: Black Powder Coat | Product Material: Steel | Static/Stationary Weight Capacity: 10000 lb | Height: 76.1" | 46.000 x 27.000 x 83.000 | MRK-4042LRD. Specify MRK series when you need an enclosure built to perform like a workhorse. Its rugged, space-saving design and high seismic load rating make it a favorite of installing contractors, particularly on larger-scale multi-bay jobs. The MRK series also offers seismic certification and open or removable sides.
Racks | Middle Atlantic | MRK-4042PROLRD | 40SP/42D MRK W/PROLIANT RAIL LRD | 3180 | 2862 | [8 empty] | 656747071881 | Y | 156 |  |  | https://assetserver.net/_assets/_prop65/shortform cancerandreprod_midat.jpg | US-United States | Mounts & Racks | Racks |  |  | 0 | Form Factor: Floor Standing | Product Color: Black Powder Coat | Product Material: Steel | Maximum Weight Capacity: 10000 lb | Height: 76.1" | 48.000 x 30.000 x 81.000 | MRK-4042PROLRD. Specify MRK series when you need an enclosure built to perform like a workhorse. Its rugged, space-saving design and high seismic load rating make it a favorite of installing contractors, particularly on larger-scale multi-bay jobs. The MRK series also offers seismic certification and open or removable sides.
Racks | Middle Atlantic | MRK-4426 | 44SP/26D MULTIBAY MRK | 2234 | 2010.6 | [8 empty] | 656747011412 | N | 145 | https://assetserver.net/_assets/middle atlantic/1000/mrk4426.jpg |  | https://assetserver.net/_assets/_prop65/shortform cancerandreprod_midat.jpg | US-United States | Mounts & Racks | Racks |  |  | 0 | Racks gang together when fully loaded | Multiple lacing points and slotted rail brackets for cable management flexibility | Standard front and rear adjustable 10-32 threaded rackrail with numbered spaces | Comes with standard configurable rear door |  | 40.000 x 40.000 x 72.000 | Specify MRK series when you need an enclosure built to perform like a workhorse. Its rugged, space-saving design and high seismic load rating make it a favorite of installing contractors, particularly on larger-scale multi-bay jobs. The MRK series also offers seismic certification and open or removable sides.
Racks | Middle Atlantic | MRK-4426-AV | 44SP/26D CONFIGURED AV RACK | 5811 | 5229.9 | [8 empty] | 656747095214 | N | 246 | https://assetserver.net/_assets/middle atlantic/1000/mrk4426av.jpg |  | https://assetserver.net/_assets/_prop65/shortform cancerandreprod_midat.jpg | US-United States | Mounts & Racks | Racks |  |  | 0 | [5 empty] | 30.000 x 28.000 x 86.000 | MRK-4426-AV<br></b>Specify MRK series when you need an enclosure built to perform like a workhorse. Its rugged, space-saving design and high seismic load rating make it a favorite of installing contractors, particularly on larger-scale multi-bay jobs. The MRK series also offers seismic certification and open or removable sides.
Racks | Middle Atlantic | MRK-4426-AV-AB | 44SP/26D CONFIGURED AV RACK,ADD-A-BAY | 5410 | 4869 | [8 empty] | 656747095221 | N | 202 |  |  | https://assetserver.net/_assets/_prop65/shortform cancerandreprod_midat.jpg | US | Mounts & Racks | Racks |  |  | 0 | Application/Usage: A/V Equipment | Features: Adjustable Mounting Rails | Features: Cable Management | Features: Cooling Fan | Features: Removable Door | 31.000 x 28.000 x 88.000 | MRK-4426-AV-AB</b><br> Specify MRK series when you need an enclosure built to perform like a workhorse. Its rugged, space-saving design and high seismic load rating make it a favorite of installing contractors, particularly on larger-scale multi-bay jobs. The MRK series also offers seismic certification and open or removable side.
Racks | Middle Atlantic | MRK-4426LRD | 44SP/26D MULTIBAY MRK LRD | 2234 | 2010.6 | [8 empty] | 656747011443 | Y | 146 |  |  | https://assetserver.net/_assets/_prop65/shortform cancerandreprod_midat.jpg | US-United States | Mounts & Racks | Racks |  |  | 0 | Color Family: Black | Product Color: Black | Product Material: Steel | Limited Warranty: Lifetime |  | 31.000 x 28.000 x 88.000 | Specify MRK series when you need an enclosure built to perform like a workhorse. Its rugged, space-saving design and high seismic load rating make it a favorite of installing contractors, particularly on larger-scale multi-bay jobs. The MRK series also offers seismic certification and open or removable sides. Fully welded construction for strength. Racks gang together when fully loaded. Multiple lacing points and slotted rail brackets for cable management flexibility. Standard front and rear adjustable 10-32 threaded rack rail with numbered spaces. Comes with standard configurable rear door.
Racks | Middle Atlantic | MRK-4431 | 44SP/31D MULTIBAY MRK | 2572 | 2314.8 | [8 empty] | 656747011474 | N | 154 | https://assetserver.net/_assets/middle atlantic/1000/mrk4431.jpg |  | https://assetserver.net/_assets/_prop65/shortform cancerandreprod_midat.jpg | US-United States | Mounts & Racks | Racks |  |  | 0 | Fully welded construction for strength | Racks gang together when fully loaded | Multiple lacing points and slotted rail brackets for cable management flexibility | Standard front and rear adjustable 10-32 threaded rackrail with numbered spaces | Comes with standard configurable rear door | 24.000 x 33.500 x 83.000 | Specify MRK series when you need an enclosure built to perform like a workhorse. Its rugged, space-saving design and high seismic load rating make it a favorite of installing contractors, particularly on larger-scale multi-bay jobs. The MRK series also offers seismic certification and open or removable sides.
Racks | Middle Atlantic | MRK-4431-AV | 44SP/31D CONFIGURED AV RACK | 6601 | 5940.9 | [8 empty] | 656747095238 | N | 268 |  |  | https://assetserver.net/_assets/_prop65/shortform cancerandreprod_midat.jpg | US-United States | Mounts & Racks | Racks |  |  | 0 | Application/Usage: A/V Equipment | Ventilation: Yes | Features: Adjustable Mounting Rails | Features: Cable Management | Features: Cooling Fan | 34.000 x 25.000 x 83.500 | MRK-4431-AV<br></b>Specify MRK series when you need an enclosure built to perform like a workhorse. Its rugged, space-saving design and high seismic load rating make it a favorite of installing contractors, particularly on larger-scale multi-bay jobs. The MRK series also offers seismic certification and open or removable sides.
Racks | Middle Atlantic | MRK-4431-AV-AB | 44SP/31D CONFIGURED AV RACK,ADD-A-BAY | 5880 | 5292 | [8 empty] | 656747095245 | N | 211.6 | https://assetserver.net/_assets/middle atlantic/1000/mrk4431avab.jpg |  | https://assetserver.net/_assets/_prop65/shortform cancerandreprod_midat.jpg | US | Mounts & Racks | Racks |  |  | 0 | Racks gang together when fully loaded | Standard front and rear adjustable 10-32 threaded rackrail with numbered spaces | Includes standard configurable rear door and solid front door | Comes configured with integrated fan top, vent blockers, and rear door vent | Includes LACE-OP lacer strip, 4 straight and 2 offset lacer bars, 12 Velcro straps | 27.000 x 35.000 x 89.000 | Specify MRK series when you need an enclosure built to perform like a workhorse. Its rugged, space-saving design and high seismic load rating make it a favorite of installing contractors, particularly on larger-scale multi-bay jobs. The MRK series also offers seismic certification and open or removable sides.
Racks | Middle Atlantic | MRK-4431-DVR | 44SP/31D CONFIGURED DVR RACK | 7226 | 6503.4 | [8 empty] | 656747095252 | Y | 216 |  |  | https://assetserver.net/_assets/_prop65/shortform cancerandreprod_midat.jpg | US-United States | Mounts & Racks | Racks |  |  | 0 | Environmentally Friendly: Yes | Environmental Certification: GREENGUARD | Environmental Certification: RoHS |  |  | 27.000 x 35.000 x 89.000
Racks | Middle Atlantic | MRK-4431-DVR-AB | 44SP/31D CONFIGURED DVR RACK,ADD-A-BAY | 6540 | 5886 | [8 empty] | 656747095269 | Y | 195 |  |  | https://assetserver.net/_assets/_prop65/shortform cancerandreprod_midat.jpg | US-United States | Mounts & Racks | Racks |  |  | 0 | Features: Adjustable Mounting Rails | Features: Cable Management | Features: Leveling Feet | Product Color: Black Powder Coat | Product Material: Steel | 36.000 x 28.000 x 89.000 | MRK-4431-DVR-AB<br></b>Specify MRK series when you need an enclosure built to perform like a workhorse. Its rugged, space-saving design and high seismic load rating make it a favorite of installing contractors, particularly on larger-scale multi-bay jobs. The MRK series also offers seismic certification and open or removable sides.
Racks | Middle Atlantic | MRK-4431LRD | 44SP/31D MULTIBAY MRK LRD | 2572 | 2314.8 | [8 empty] | 656747011542 | Y | 140 |  |  | https://assetserver.net/_assets/_prop65/shortform cancerandreprod_midat.jpg | US-United States | Mounts & Racks | Racks |  |  | 0 | Product Color: Black | Product Material: Steel | Limited Warranty: Lifetime |  |  | 36.000 x 28.000 x 88.000
Racks | Middle Atlantic | MRK-4431PRO | 44SP/31D MRK W/PROLIANT RAIL | 2572 | 2314.8 | [8 empty] | 656747075353 | Y | 169.59 |  |  | https://assetserver.net/_assets/_prop65/shortform cancerandreprod_midat.jpg | US-United States | Mounts & Racks | Racks |  |  | 0 | Form Factor: Floor Standing | Product Color: Black Powder Coat | Product Material: Steel | Maximum Weight Capacity: 10000 lb | Height: 83.1" | 27.000 x 35.000 x 89.000 | MRK-4431PRO. Specify MRK series when you need an enclosure built to perform like a workhorse. Its rugged, space-saving design and high seismic load rating make it a favorite of installing contractors, particularly on larger-scale multi-bay jobs. The MRK series also offers seismic certification and open or removable sides.
Racks | Middle Atlantic | MRK-4431PROLRD | 44SP/31D MULTIBAY MRK LRD | 2572 | 2314.8 | [8 empty] | 656747051715 | Y | 176 | https://assetserver.net/_assets/middle atlantic/1000/mrk4431prolrd.jpg |  | https://assetserver.net/_assets/_prop65/shortform cancerandreprod_midat.jpg | US-United States | Mounts & Racks | Racks |  |  | 0 | Fully welded construction for strength | Racks gang together when fully loaded | Multiple lacing points and slotted rail brackets for cable management flexibility | Includes two pair cage nut style rackrail |  | 27.000 x 35.000 x 89.000 | Specify MRK series when you need an enclosure built to perform like a workhorse. Its rugged, space-saving design and high seismic load rating make it a favorite of installing contractors, particularly on larger-scale multi-bay jobs. The MRK series also offers seismic certification and open or removable sides.
Racks | Middle Atlantic | MRK-4436 | 44SP/36D MULTIBAY MRK | 2905 | 2614.5 | [8 empty] | 656747034244 | N | 173 | https://assetserver.net/_assets/middle atlantic/1000/mrk4436.jpg |  | https://assetserver.net/_assets/_prop65/shortform cancerandreprod_midat.jpg | US | Mounts & Racks | Racks |  |  | 0 | Fully welded construction for strength | Racks gang together when fully loaded | Multiple lacing points and slotted rail brackets for cable management flexibility | Standard front and rear adjustable 10-32 threaded rackrail with numbered spaces | Comes with standard configurable rear door | 40.000 x 30.000 x 89.000 | Specify MRK series when you need an enclosure built to perform like a workhorse. Its rugged, space-saving design and high seismic load rating make it a favorite of installing contractors, particularly on larger-scale multi-bay jobs. The MRK series also offers seismic certification and open or removable sides.
Racks | Middle Atlantic | MRK-4436LRD | 44SP/36D MULTIBAY MRK LRD | 2905 | 2614.5 | [8 empty] | 656747036200 | N | 142 |  |  | https://assetserver.net/_assets/_prop65/shortform cancerandreprod_midat.jpg | US | Mounts & Racks | Racks |  |  | 0 | Color Family: Black | Product Color: Black | Product Material: Steel | Maximum Weight Capacity: 2500 lb | Depth: 77" | 40.000 x 30.000 x 88.000 | Specify MRK series when you need an enclosure built to perform like a workhorse. Its rugged, space-saving design and high seismic load rating make it a favorite of installing contractors, particularly on larger-scale multi-bay jobs. The MRK series also offers seismic certification and open or removable sides. Fully welded construction for strength. Racks gang together when fully loaded. Multiple lacing points and slotted rail brackets for cable management flexibility. Standard front and rear adjustable 10-32 threaded rack rail with numbered spaces. Comes with standard configurable rear door.
Racks | Middle Atlantic | MRK-4436-NVR | 44SP/36D CONFIGURED NVR RACK | 7556 | 6800.4 | [8 empty] | 656747095276 | Y | 0 |  |  | https://assetserver.net/_assets/_prop65/shortform cancerandreprod_midat.jpg | US-United States of America | Mounts & Racks | Racks |  |  | 0 | Fully welded construction for strength | Racks gang together when fully loaded | Includes 64% open front door, 79% open split rear door, 64% open top |  | Includes LACE-OP lacer strip, 4 straight & 2 offset lacer bars, 12 Velcro straps |  | Specify MRK series when you need an enclosure built to perform like a workhorse. Its rugged, space-saving design and high seismic load rating make it a favorite of installing contractors, particularly on larger-scale multi-bay jobs. The MRK series also offers seismic certification and open or removable sides.
Racks | Middle Atlantic | MRK-4436PRO | 44SP/36D MRK W/PROLIANT RAIL | 2905 | 2614.5 | [8 empty] | 656747053634 | Y | 161 | https://assetserver.net/_assets/middle atlantic/1000/mrk4436pro.jpg |  | https://assetserver.net/_assets/_prop65/shortform cancerandreprod_midat.jpg | US-United States | Mounts & Racks | Racks |  |  | 0 | Fully welded construction for strength | Racks gang together when fully loaded | Multiple lacing points and slotted rail brackets for cable management flexibility | Includes two pair cage nut style rackrail |  | 40.000 x 30.000 x 88.000 | Specify MRK series when you need an enclosure built to perform like a workhorse. Its rugged, space-saving design and high seismic load rating make it a favorite of installing contractors, particularly on larger-scale multi-bay jobs. The MRK series also offers seismic certification and open or removable sides.
Racks | Middle Atlantic | MRK-4436PROLRD | 44SP/36D MRK W/PROLIANT RAIL | 2905 | 2614.5 | [8 empty] | 656747079160 | Y | 152 |  |  | https://assetserver.net/_assets/_prop65/shortform cancerandreprod_midat.jpg | US-United States | Mounts & Racks | Racks |  |  | 0 | Rack Type: Open Frame | Application/Usage: A/V Equipment | Features: Cable Management | Features: Adjustable Mounting Rails | Features: Rugged | 40.000 x 30.000 x 88.000 | The MRK Series 19-inch gangable enclosures Narrow design for large multi-bay jobs.
Racks | Middle Atlantic | MRK-4442 | 44SP/42"DP MULTIBAY RACK | 3373 | 3035.7 | [8 empty] | 656747068867 | Y | 190 | https://assetserver.net/_assets/middle atlantic/1000/mrk4442.jpg |  | https://assetserver.net/_assets/_prop65/shortform cancerandreprod_midat.jpg | US-United States | Mounts & Racks | Racks |  |  | 0 | Racks gang together when fully loaded | Multiple lacing points and slotted rail brackets for cable management flexibility | Standard front and rear adjustable 10-32 threaded rackrail with numbered spaces | Comes with standard configurable rear door |  | 48.000 x 30.000 x 88.000 | Specify MRK series when you need an enclosure built to perform like a workhorse. Its rugged, space-saving design and high seismic load rating make it a favorite of installing contractors, particularly on larger-scale multi-bay jobs. The MRK series also offers seismic certification and open or removable sides.
Racks | Middle Atlantic | MRK-4442LRD | 44SP/42DP MULTIBAY RACK LRD | 3373 | 3035.7 | [8 empty] | 656747068874 | Y | 171 |  |  | https://assetserver.net/_assets/_prop65/shortform cancerandreprod_midat.jpg | US-United States | Mounts & Racks | Racks |  |  | 0 | Color Family: Black | Product Color: Black | Product Material: Steel | Maximum Weight Capacity: 2500 lb | Depth: 42" | 48.000 x 30.000 x 88.000 | Specify MRK series when you need an enclosure built to perform like a workhorse. Its rugged, space-saving design and high seismic load rating make it a favorite of installing contractors, particularly on larger-scale multi-bay jobs. The MRK series also offers seismic certification and open or removable sides. Fully welded construction for strength. Racks gang together when fully loaded. Multiple lacing points and slotted rail brackets for cable management flexibility. Standard front and rear adjustable 10-32 threaded rack rail with numbered spaces. Comes with standard configurable rear door.
Racks | Middle Atlantic | MRK-4442PRO | 44SP/42DP MULTIBACK RACK W/PRO RAIL | 3373 | 3035.7 | [8 empty] | 656747068881 | Y | 190 | https://assetserver.net/_assets/middle atlantic/1000/mrk4442pro.jpg |  | https://assetserver.net/_assets/_prop65/shortform cancerandreprod_midat.jpg | US-United States | Mounts & Racks | Racks |  |  | 0 | Fully welded construction for strength | Racks gang together when fully loaded | Multiple lacing points and slotted rail brackets for cable management flexibility | Includes two pair cage nut style rackrail |  | 48.000 x 30.000 x 88.000 | Specify MRK series when you need an enclosure built to perform like a workhorse. Its rugged, space-saving design and high seismic load rating make it a favorite of installing contractors, particularly on larger-scale multi-bay jobs. The MRK series also offers seismic certification and open or removable sides.
Racks | Middle Atlantic | MRK-4442PROLRD | 44SP/42D MULTIBAY RACK W/PRO RAIL LRD | 3373 | 3035.7 | [8 empty] | 656747068898 | Y | 157 |  |  | https://assetserver.net/_assets/_prop65/shortform cancerandreprod_midat.jpg | US-United States | Mounts & Racks | Racks |  |  | 0 | Color Family: Black | Product Color: Black | Product Material: Steel | Maximum Weight Capacity: 2500 lb | Depth: 42" | 48.000 x 30.000 x 88.000 | Specify MRK series when you need an enclosure built to perform like a workhorse. Its rugged, space-saving design and high seismic load rating make it a favorite of installing contractors, particularly on larger-scale multi-bay jobs. The MRK series floor standing rack also offers seismic certification and open or removable sides. Fully welded construction for strength. Racks gang together when fully loaded. Multiple lacing points and slotted rail brackets for cable management flexibility. Includes two pair cage nut style rack rail.
Racks | Middle Atlantic | MRK-TEMP-26 | ROUGH-IN TEMPLATE FOR 26D MRK | 105 | 94.5 | [8 empty] | 656747030376 | Y | 4.13 |  |  | https://assetserver.net/_assets/_prop65/shortform cancerandreprod_midat.jpg | US-United States | Mounts & Racks | Racks |  |  | 0 | Template allows accurate installation planning and mounting | Designed for accurate single and multi-bay layouts |  |  |  | 29.000 x 25.000 x 0.500
Racks | Middle Atlantic | MRK-TEMP-31 | ROUGH-IN TEMPLATE FOR 31D MRK | 115 | 103.5 | [8 empty] | 656747030369 | Y | 4.49 |  |  | https://assetserver.net/_assets/_prop65/shortform cancerandreprod_midat.jpg | US-United States | Mounts & Racks | Racks |  |  | 0 | Color Family: Other | Product Color: Black Powder Coat | Product Material: Steel | Environmentally Friendly: Yes | Environmental Certification: GREENGUARD | 28.000 x 42.000 x 0.500
Racks | Middle Atlantic | MRK-TEMP-36 | ROUGH-IN TEMPLATE FOR 36D MRK | 140 | 126 | [8 empty] | 656747036484 | Y | 5 |  |  | https://assetserver.net/_assets/_prop65/shortform cancerandreprod_midat.jpg | US | Mounts & Racks | Racks |  |  | 0 | Color Family: Other | Product Color: Black Powder Coat | Product Material: Steel | Environmentally Friendly: Yes | Environmental Certification: GREENGUARD | 28.000 x 48.000 x 0.500
Racks | Middle Atlantic | MRK-Z4 | SEISMIC BRKTS. MRK SERIES | 94 | 84.6 | [8 empty] | 656747011726 | Y | 1 |  |  | https://assetserver.net/_assets/_prop65/shortform cancerandreprod_midat.jpg | US | Mounts & Racks | Racks |  |  | 0 | Product Material: Metal | Compatibility: <p>Middle Atlantic MRK ,VMRK, DRK Series Enclosures</p> | Limited Warranty: Lifetime |  |  | 7.000 x 3.000 x 1.000
Racks | Middle Atlantic | MS-11 MIDAT | .5"HX11"D MULTI SHELF | 70.5 | 63.45 | [8 empty] | 0656747137044 | Y | 1.8 |  |  |  | US-United States | Mounts & Racks | Racks |  |  | 0 | Designed to mount small items in front or rear of racks | Plentiful tie down points for cable management | Surprisingly strong for their size | Must be installed with 10-32 or 6mm screws into threaded rackrail | Steel construction with black finish | 7.000 x 3.000 x 1.000 | This innovative new shelf was designed to mount small items conveniently in the front or rear of a rack while providing abundant cable management and device tie down points. Pattern of holes and slots accommodates nearly any mounting hole pattern, and can also be used for wire tie or other fastening approaches. Surprisingly strong for their size, these shelves will solve many of your small item mounting challenges in any standard rack. NOTE: Must be installed using standard 10-32 or 5mm rack screws into threaded rackrail.
Racks | Middle Atlantic | MS-11-4 | .5"HX11"D MULTI SHELF 4PK | 272 | 244.8 | [8 empty] | 656747137068 | Y | 7.5 | https://assetserver.net/_assets/middle atlantic/1000/ms114.jpg |  | https://assetserver.net/_assets/_prop65/shortform cancerandreprod_midat.jpg | US-United States | Mounts & Racks | Racks |  |  | 0 | Features: Cable Management | Form Factor: Rack-mountable | Maximum Weight Capacity: 15 lb | Height: 0.5" | Width: 17.5" | 12.000 x 20.000 x 2.000 | This innovative new shelf was designed to mount small items conveniently in the front or rear of a rack while providing abundant cable management and device tie down points. Pattern of holes and slots accommodates nearly any mounting hole pattern, and can also be used for wire tie or other fastening approaches. Surprisingly strong for their size, these shelves will solve many of your small item mounting challenges in any standard rack.
Racks | Middle Atlantic | MS-5.5 | .5"HX5.5"D MULTI SHELF | 57 | 51.3 | [8 empty] | 656747137037 | Y | 1.24 |  |  | https://assetserver.net/_assets/_prop65/shortform cancerandreprod_midat.jpg | US-United States | Mounts & Racks | Racks |  |  | 0 | Application/Usage: A/V Equipment | Form Factor: Rack-mountable | Product Color: Black | Product Material: Steel | Maximum Weight Capacity: 30 lb | 17.250 x 5.500 x 1.000 | <b>MS-5.5</b> <br />This innovative new shelf was designed to mount small items conveniently in the front or rear of a rack while providing abundant cable management and device tie down points. Pattern of holes and slots accommodates nearly any mounting hole pattern, and can also be used for wire tie or other fastening approaches. Surprisingly strong for their size, these shelves will solve many of your small item mounting challenges in any standard rack. NOTE: Must be installed using standard 10-32 or 5mm rack screws into threaded rackrail.
Racks | Middle Atlantic | MS-5.5-4 | .5HX5.5"D MULTI SHLF 4PK | 195 | 175.5 | [8 empty] | 656747137051 | Y | 1 | https://assetserver.net/_assets/middle atlantic/1000/ms5.54.jpg |  | https://assetserver.net/_assets/_prop65/shortform cancerandreprod_midat.jpg | US | Mounts & Racks | Racks |  |  | 0 | Features: Cable Management | Form Factor: Rack-mountable | Product Color: Black | Maximum Weight Capacity: 30 lb | Height: 0.5" | 22.000 x 9.000 x 6.000 | This innovative new shelf was designed to mount small items conveniently in the front or rear of a rack while providing abundant cable management and device tie down points. Pattern of holes and slots accommodates nearly any mounting hole pattern, and can also be used for wire tie or other fastening approaches. Surprisingly strong for their size, these shelves will solve many of your small item mounting challenges in any standard rack.
Racks | Middle Atlantic | MV-ISO-31 | ISO KIT FOR MRK/VRK 31"DEEP | 155 | 139.5 | [8 empty] | 656747060656 | Y | 1.8 |  |  | https://assetserver.net/_assets/_prop65/shortform cancerandreprod_midat.jpg | US-United States | Mounts & Racks | Racks |  |  | 0 | [5 empty] | 28.000 x 4.000 x 2.000 | <p>Electrically isolates select rack models from riser base systems and floor</p><ul><li>Electrically isolates select rack models from riser base systems</li><li>Works with 31" deep MRK/VRK/VMRK racks</li><li>Tough, non-conductive polycarbonate material</li><li>Kit includes 8 pieces of 4" long materal and isolation hardware</li></ul>
Racks | Middle Atlantic | MV-ISO-36 | ISO KIT FOR MRK/VRK 36"DP | 200 | 180 | [8 empty] | 656747060663 | Y | 1.9 |  |  | https://assetserver.net/_assets/_prop65/shortform cancerandreprod_midat.jpg | US-United States | Mounts & Racks | Racks |  |  | 0 | Product Material: Polycarbonate | Dimensions: <ul> <li>8 pieces of 4" long materal</li> <li>Rack Depth: 91.44 cm (36 in)</li> </ul> | Compatibility: <b>Middle Atlantic 36 Inch Deep Riser Bases:</b> <ul> <li>MRK</li> <li>VRK</li> </ul> | Environmentally Friendly: Yes | Environmental Certification: GREENGUARD | 4.000 x 33.000 x 2.000 | <p>Electrically isolates select rack models from riser base systems and floor</p> <ul> <li>Electrically isolates select rack models from riser base systems</li> <li>Works with 36" deep MRK/VRK/VMRK racks</li> <li>Tough, non-conductive polycarbonate material</li> <li>Kit includes 8 pieces of 4" long materal and isolation hardware</li> </ul>
Racks | Middle Atlantic | MV-ISO-42 | ISO KIT MRK/VRK 42"DP | 236 | 212.4 | [8 empty] | 656747101847 | Y | 0.5 |  |  | https://assetserver.net/_assets/_prop65/shortform cancerandreprod_midat.jpg | US-United States | Mounts & Racks | Racks |  |  | 0 | Product Material: Polycarbonate | Dimensions: <ul> <li>4" Long</li> <li>Rack Depth: 106.68 cm (42 in)</li> </ul> | Compatibility: <p><b>Middle Atlantic 42 Inch Deep Riser Bases:</b></p> <ul> <li>MRK</li> <li>VRK</li> <li>VMRK</li> </ul> | Environmentally Friendly: Yes | Environmental Certification: GREENGUARD |  | <p>Electrically isolates select rack models from riser base systems and floor</p> <ul> <li>Electrically isolates select rack models from riser base systems</li> <li>Works with 42" deep MRK/VRK/VMRK racks</li> <li>Tough, non-conductive polycarbonate material</li> <li>Kit includes 8 pieces of 4" long materal and isolation hardware</li> </ul>
Racks | Middle Atlantic | MV-PVT26 | MRK/VRK PAGODA TOP 26DP | 278 | 250.2 | [8 empty] | 656747071744 | Y | 16 |  |  | https://assetserver.net/_assets/_prop65/shortform cancerandreprod_midat.jpg | US-United States | Mounts & Racks | Racks |  |  | 0 | [5 empty] | 30.000 x 24.500 x 4.000
Racks | Middle Atlantic | MV-PVT31 | MRK/VRK PAGODA TOP 31DP | 340 | 306 | [8 empty] | 656747071751 | Y | 18 |  |  | https://assetserver.net/_assets/_prop65/shortform cancerandreprod_midat.jpg | US-United States | Mounts & Racks | Racks |  |  | 0 | [5 empty] | 34.000 x 25.000 x 5.000
Racks | Middle Atlantic | MV-PVT36 | MRK/VRK PAGODA TOP 36DP | 356 | 320.4 | [8 empty] | 656747071768 | Y | 20 | https://assetserver.net/_assets/middle atlantic/1000/mvpvt36.jpg |  | https://assetserver.net/_assets/_prop65/shortform cancerandreprod_midat.jpg | US-United States | Mounts & Racks | Racks |  |  | 0 | Provides for passive venting | Prevents entry of dust or debris that could fall into the rack | Steel construction; adds 1-1/2” to top of rack |  |  | 39.000 x 25.000 x 4.000 | Vented pagoda tops maintain enclosure temperatures through natural convection while minimizing the amount of dust and debris that can fall into the rack, and adds 1-1/2” to the top of the rack.
Racks | Middle Atlantic | MV-PVT42 | MRK/VRK PAGODA TOP 42DP | 414 | 372.6 | [8 empty] | 656747071775 | Y | 22 | https://assetserver.net/_assets/middle atlantic/1000/mvpvt42.jpg |  | https://assetserver.net/_assets/_prop65/shortform cancerandreprod_midat.jpg | US-United States | Mounts & Racks | Racks |  |  | 0 | Provides for passive venting | Prevents entry of dust or debris that could fall into the rack | Steel construction; adds 1-1/2” to top of rack |  |  | 45.000 x 25.000 x 5.000 | Vented pagoda tops maintain enclosure temperatures through natural convection while minimizing the amount of dust and debris that can fall into the rack, and adds 1-1/2” to the top of the rack.
Racks | Middle Atlantic | MV-RR24 | 24SP,PR,MRK/VRK ADDL.RAILS | 195 | 175.5 | [8 empty] | 656747011757 | Y | 9.02 |  |  | https://assetserver.net/_assets/_prop65/shortform cancerandreprod_midat.jpg | US-United States | Mounts & Racks | Racks |  |  | 0 | Form Factor: Rack-mountable | Product Color: Black | Product Material: Steel | Height: 42" | Width: 1.4" | 44.000 x 5.000 x 3.000 | <p>Heavy-gauge 10-32 threaded rail, sold as a pair</p> <ul> <li>Additional rackrail is heavy-gauge, 10-32 threaded</li> <li>Sold in pairs</li> <li>Includes mounting hardware</li> </ul>
Racks | Middle Atlantic | MV-RR37 | 37SP,PR,MRK/VRK ADDL.RAILS | 212 | 190.8 | [8 empty] | 656747011764 | Y | 13.63 |  |  | https://assetserver.net/_assets/_prop65/shortform cancerandreprod_midat.jpg | US-United States | Mounts & Racks | Racks |  |  | 0 | Application/Usage: Rack | Features: Heavy Duty | Form Factor: Rack-mountable | Color Family: Black | Product Color: Black | 67.000 x 5.000 x 3.000 | <p>Heavy-gauge 10-32 threaded rail, sold as a pair</p><ul><li> Additional rackrail is heavy-gauge, 10-32 threaded</li><li> Sold in pairs</li><li> Includes mounting hardware</li></ul><p><br /></p>
Racks | Middle Atlantic | MV-RR40 | 40SP,PR,MRK/VRK ADDL.RAILS | 227 | 204.3 | [8 empty] | 656747011771 | Y | 14.9 |  |  | https://assetserver.net/_assets/_prop65/shortform cancerandreprod_midat.jpg | US-United States | Mounts & Racks | Racks |  |  | 0 | Device Supported: Enclosure | Product Color: Black | Product Material: Steel | Height: 70" | Width: 1.41" | 73.000 x 5.000 x 3.000 | 11-gauge, 10-32 threaded, sold in pairs. All mounting hardware included.
Racks | Middle Atlantic | MV-RR44 | 44SP,PR,MRK/VRK ADDL.RAILS | 250 | 225 | [8 empty] | 656747011788 | Y | 16.4 |  |  | https://assetserver.net/_assets/_prop65/shortform cancerandreprod_midat.jpg | US | Mounts & Racks | Racks |  |  | 0 | Device Supported: Rack | Compatibility: <p>Middle Atlantic MRK, VRK Series Rack</p> |  |  |  | 81.000 x 5.000 x 3.000 | The MV-RR44 is a pair of heavy-gauge 10-32 threaded rack rails designed to provide reliable and sturdy equipment mounting in 19-inch racks. The rack rails are constructed with high-quality materials, ensuring durability and strength. The MV-RR44 is sold in pairs, and it comes with all the necessary mounting hardware, making it easy to purchase and install. With its threaded design, the MV-RR44 makes it easy to mount equipment in a secure and stable manner, ensuring that your equipment is held securely in place.
Racks | Middle Atlantic | MV-ZRA-44 | 44SP MRK/VRK Z-RAIL ADAPTOR | 176 | 158.4 | [8 empty] | 656747069666 | Y | 17 |  |  | https://assetserver.net/_assets/_prop65/shortform cancerandreprod_midat.jpg | US-United States | Mounts & Racks | Racks |  |  | 0 | Converts standard rackrail to Z style rail for side mounted items | Converts standard rackrail to "Z" style | Supports side mounted applications | Sold in pairs |  | 84.000 x 4.000 x 4.000
Racks | Middle Atlantic | MW-10FT | 10FAN TOP OPT. MRK/WRK(BLK) | 107 | 96.3 | [8 empty] | 656747011795 | Y | 10.57 |  |  | https://assetserver.net/_assets/_prop65/shortform cancerandreprod_midat.jpg | US-United States | Mounts & Racks | Racks |  |  | 0 | Device Supported: Fan | Product Material: Steel | Compatibility: <p>Middle Atlantic BR2 Brush Grommet Panel</p> <p><b>Middle Atlantic Fans:</b></p> <ul> <li>BMF-FAN10 </li> <li>MAFAN-10</li> </ul> <b>Middle Atlantic Racks:</b> <br /> <ul> <li>WR</li> <li>WRK</li> <li>MRK</li> <li>VRK</li> <li>VMRK</li... |  |  | 25.000 x 29.000 x 1.000 | <p>Top options accept 10" fans for active thermal management.</p> <ul> <li>Mounts one 10" fan</li> <li>Fits WR, WRK, MRK, VRK, VMRK, and DRK racks</li> <li>Includes removable two space service plate</li> <li>Service plate allows top removal without disrupting cable bundles</li> <li>Steel construction with black finish</li> </ul>
Racks | Middle Atlantic | MW-10FT-550CFM | INTEGRATED 10"FAN TOP W/GUARDS | 781 | 702.9 | [8 empty] | 656747093470 | Y | 16 | https://assetserver.net/_assets/middle atlantic/1000/mw10ft550cfm.jpg |  | https://assetserver.net/_assets/_prop65/shortform cancerandreprod_midat.jpg | US-United States | Mounts & Racks | Racks |  |  | 0 | Number of Fans: 1 | Maximum Air Flow: 550 CFM | Product Color: Black | Compatibility: <b>Middle Atlantic Power Rack Enclosures Series:</b><ul><li>WRK</li><li>MRK</li><li>DRK</li><li>VRK</li><li>VMRK</li></ul> | Limited Warranty: 3 Year | 27.000 x 23.500 x 5.000 | Save time with integrated fan tops! Ships assembled. Integrated fan tops include 10-inch, low-profile 6-inch or 4-1/2-inch fans, fan guards and optional proportional speed thermostatic fan controller, which increases fan life and reduces noise and maintenance.
Racks | Middle Atlantic | MW-10FT-FC | 10"(1)FAN/TOP W/FC MRK/WRK | 1027 | 924.3 | 1 | [5 empty] | 1 |  | 656747061172 | Y | 15 |  |  | https://assetserver.net/_assets/_prop65/shortform cancerandreprod_midat.jpg | MX | Mounts & Racks | Racks |  |  | 0 | Color Family: Black | Product Color: Black | Limited Warranty: 3 Year |  |  | 27.000 x 24.000 x 5.000 | Save time with integrated fan tops! Ships assembled. Integrated fan tops include 10-inch, low-profile 6-inch or 4-1/2-inch fans, fan guards and optional proportional speed thermostatic fan controller, which increases fan life and reduces noise and maintenance.
Racks | Middle Atlantic | MW-4FT | 4-1/2FAN(4)TOP MRK/WRK(BLK) | 109 | 98.1 | [8 empty] | 656747011825 | Y | 10.3 |  | https://assetserver.net/_assets/middle atlantic/pdf/mw4ft-spec.pdf | https://assetserver.net/_assets/_prop65/shortform cancerandreprod_midat.jpg | US-United States | Mounts & Racks | Racks |  |  | 0 | [5 empty] | 29.000 x 25.000 x 1.000
Racks | Middle Atlantic | MW-4FT-380CFM | INTEGRATED 4"FAN TOP W/GUARDS | 722 | 649.8 | [8 empty] | 656747093500 | Y | 18 | https://assetserver.net/_assets/middle atlantic/1000/mw4ft380cfm.jpg |  | https://assetserver.net/_assets/_prop65/shortform cancerandreprod_midat.jpg | US-United States | Mounts & Racks | Racks |  |  | 0 | Fits WR, WRK, MRK, VRK, VMRK, and DRK racks | Includes removable two space service plate | Service plate allows top removal without disrupting cable bundles | Steel construction with black finish |  | 27.000 x 23.750 x 5.000 | Save time with Integrated Fan Tops! Ships assembled. Integrated fan tops include 4-1/2” fans, fan guards.
Racks | Middle Atlantic | MW-6FT | 6"FAN TOP,UP TO 3 FANS,MRK/WRK | 109 | 98.1 | [8 empty] | 656747093548 | Y | 12.3 |  |  | https://assetserver.net/_assets/_prop65/shortform cancerandreprod_midat.jpg | US-United States | Mounts & Racks | Racks |  |  | 0 | Product Color: Black | Product Material: Steel | Compatibility: <b>Middle Atlantic</b><b>Rack Series Enclosures:<br></b><ul><li>WR</li><li>WRK</li><li>MRK</li><li>VRK</li><li>VMRK</li><li>DRK</li></ul> | Limited Warranty: Lifetime |  | 25.000 x 28.000 x 1.000 | Top options accept 4-1/2-inch, low-profile 6-inch or 10-inch fans for Active thermal management. Vented pagoda tops maintain enclosure temperatures through natural convection while minimizing the amount of dust and debris that can fall into the rack, and adds 1-1/2-inch to the top of the rack. Solid, slot pattern vented, vented and cable ladder adapter tops also available. All tops (excluding MV-PVT and MW-LA) include a removable two space service plate. Allows removal of top without disrupting cable bundles.
Racks | Middle Atlantic | MW-6FT-660CFM | INTEGRATED 6"FAN TOP W/GUARDS,MRK/WRK | 908 | 817.2 | [8 empty] | 656747093579 | Y | 17 | https://assetserver.net/_assets/middle atlantic/1000/mw6ft660cfm.jpg |  | https://assetserver.net/_assets/_prop65/shortform cancerandreprod_midat.jpg | US-United States | Mounts & Racks | Racks |  |  | 0 | Fits WR, WRK, MRK, VRK, VMRK, and DRK racks |  |  |  |  | 23.750 x 27.250 x 5.000 | Save time with Integrated Fan Tops! Ships assembled. Integrated fan tops include 6” fans, fan guards.
Racks | Middle Atlantic | MW-CFRD-42 | 42SP,SPLIT FAN RD,1320CFM | 3160 | 2844 | [8 empty] | 656747100604 | Y | 116 |  |  | https://assetserver.net/_assets/_prop65/shortform cancerandreprod_midat.jpg | US-United States | Mounts & Racks | Racks |  |  | 0 | Unique high flow design removes hot air from densely populated server enclosures and directs it upward toward air returns | Pre-configured at the factory with six 6" fans providing a total of 1,320 CFM of air movement | Up to 10 more fans can be added to boost total air movement up to 3,520 CFM | Fans can be relocated to the best position to evacuate heated air | Each door has a separate removable SignalSafeTM IEC power cord allowing them to be plugged into separate circuits | 14.000 x 11.000 x 78.000 | Protect equipment from the damaging effects of heat from servers, NVRs and DVRs with the High CFM Split Rear Door<br /><br /><b>Features<br /></b> <ul> <li>Unique high flow design removes hot air from densely populated server enclosures and directs it upward toward air returns</li> <li>Pre-configured at the factory with six 6" fans providing a total of 1,320 CFM of air movement Up to 10 more fans can be added to boost total air movement</li> <li>up to 3,520 CFM Fans can be relocated to the best position to evacuate heated air</li> <li>Each door has a separate removable SignalSafeTM IEC power cord allowing them to be plugged into separate circuits</li> <li>UL Listed in the US and Canada</li> </ul>
Racks | Middle Atlantic | MW-CFRD-44 | 44SP,SPLIT FAN RD,1320CFM | 3195 | 2875.5 | [8 empty] | 656747100598 | Y | 118 |  |  | https://assetserver.net/_assets/_prop65/shortform cancerandreprod_midat.jpg | US-United States | Mounts & Racks | Racks |  |  | 0 | Unique high flow design removes hot air from densely populated server enclosures and directs it upward toward air returns | Pre-configured at the factory with six 6" fans providing a total of 1,320 CFM of air movement | Up to 10 more fans can be added to boost total air movement up to 3,520 CFM | Fans can be relocated to the best position to evacuate heated air | Each door has a separate removable Signal Safe TM IEC power cord allowing them to be plugged into separate circuits | 81.600 x 10.500 x 13.400 | Protect equipment from the damaging effects of heat from servers, NVRs and DVRs with the High CFM Split Rear Door<br /><br /><b>Features</b><br /> <ul> <li>Unique high flow design removes hot air from densely populated server enclosures and directs it upward toward air returns</li> <li>Pre-configured at the factory with six 6" fans providing a total of 1,320 CFM of air movement</li> <li>Up to 10 more fans can be added to boost total air movement up to 3,520 CFM</li> <li>Fans can be relocated to the best position to evacuate heated air</li> <li>Each door has a separate removable SignalSafeTM IEC power cord allowing them to be plugged into separate circuits</li> <li>UL Listed in the US and Canada</li> </ul>
Racks | Middle Atlantic | MW-CFRD-45 | 45SP,SPLIT FAN RD,1320CFM | 3213 | 2891.7 | [8 empty] | 656747100581 | Y | 133 |  |  | https://assetserver.net/_assets/_prop65/shortform cancerandreprod_midat.jpg | US-United States | Mounts & Racks | Racks |  |  | 0 | Maximum Air Flow: 1320 CFM | Application/Usage: IT | Input Voltage: 120 V AC | Form Factor: Rack-mountable | Compatible Rack Height: 45U | 82.750 x 13.500 x 10.500 | <p><b>MW-CFRD-45<br></b>Protect equipment from the damaging effects of heat from servers, NVR's and DVR's with the adjustable 6 fan High CFM Rear Door. This cupboard style split rear door pulls hot air from the rear of the cabinet and directs it up towards return air ducts. Fan placement is adjustable for optimal airflow and up to 10 additional fans can be added for 3,520 CFM of free air movement. Two adjustable half blank panels included for versatile fan arrangement. Additional half blank panels are available for greater control of fan placement.</p>
Racks | Middle Atlantic | MWCFRD-FKIT | ADDITIONAL 6" FAN FOR MW-CFRD | 208 | 187.2 | [8 empty] | 656747103735 | Y | 6.1 |  |  | https://assetserver.net/_assets/_prop65/shortform cancerandreprod_midat.jpg | US-United States | Mounts & Racks | Racks |  |  | 0 | Additional fan for MW-CFRD Series High CFM split rear doors | 6" fan is rated at 220 CFM in free air | Fan guards not included |  |  | 9.000 x 9.000 x 9.000 | <p>Additional fan for MW-CFRD Series High CFM split rear doors</p>
Racks | Middle Atlantic | MW-CLVRD-24 | 24SP LRG PERF SPLIT RD,UNV BK | 660 | 594 | [8 empty] | 656747099021 | Y | 28 |  |  | https://assetserver.net/_assets/_prop65/shortform cancerandreprod_midat.jpg | US | Mounts & Racks | Racks |  |  | 0 | Black textured powder coat finish |  |  |  |  | 45.500 x 21.500 x 5.000 | Steel construction, black finish, 79% open area
Racks | Middle Atlantic | MW-CLVRD-42 | 42SP LRG PERF SPLIT RD,UNV BK | 827 | 744.3 | [8 empty] | 656747099014 | Y | 38 |  |  | https://assetserver.net/_assets/_prop65/shortform cancerandreprod_midat.jpg | US-United States | Mounts & Racks | Racks |  |  | 0 | Product Color: Black | Product Material: Steel | Compatible Rack Height: 42U | Compatibility: <b>Middle Atlantic</b><b>Rack Series Enclosures:</b><br><ul><li>WRK</li><li>MRK</li><li>VRK</li></ul> | Limited Warranty: Lifetime | 12.000 x 5.000 x 75.000 | Add a vented or split rear door in selected sizes. Black textured powder coat finish. See price list for racks available less rear door (LRD). Fully vented rear doors have 64% open area. Split rear doors with 3 point latch offer 79% open area and require less floor space when accessing rear equipment connections.
Racks | Middle Atlantic | MW-CLVRD-44 | LARGE PERF SPLIT REAR DOOR,44SP | 916 | 824.4 | [8 empty] | 656747094002 | Y | 26.4 |  |  | https://assetserver.net/_assets/_prop65/shortform cancerandreprod_midat.jpg | US | Mounts & Racks | Racks |  |  | 0 | [5 empty] | 81.000 x 11.500 x 4.500 | Add a vented or split rear door in selected sizes. Black textured powder coat finish. See price list for racks available less rear door (LRD). Fully vented rear doors have 64% open area. Split rear doors with 3 point latch offer 79% open area and require less floor space when accessing rear equipment connections.
Racks | Middle Atlantic | MW-CLVRD-45 | 45SP LARGE PERF SPLT RD UNV BK | 918 | 826.2 | [8 empty] | 656747099946 | Y | 40 |  |  | https://assetserver.net/_assets/_prop65/shortform cancerandreprod_midat.jpg | US-United States | Mounts & Racks | Racks |  |  | 0 | [5 empty] | 80.000 x 12.000 x 5.000 | Add a vented or split rear door in selected sizes. Black textured powder coat finish. See price list for racks available less rear door (LRD). Fully vented rear doors have 64% open area. Split rear doors with 3 point latch offer 79% open area and require less floor space when accessing rear equipment connections.
Racks | Middle Atlantic | MW-CRD-24 | 24SP SOLID SPLIT RD UNIV BLACK | 484 | 435.6 | [8 empty] | 656747099984 | Y | 28 | https://assetserver.net/_assets/middle atlantic/1000/mwcrd24.jpg |  | https://assetserver.net/_assets/_prop65/shortform cancerandreprod_midat.jpg | US-United States | Mounts & Racks | Racks |  |  | 0 | Product Color: Black | Compatible Rack Height: 24U | Compatibility: <b>Middle Atlantic Racks:</b><br><ul><li>WMRK Series</li><li>Wrk Series</li><li>Mrk Series</li></ul> | Limited Warranty: Lifetime |  | 46.000 x 21.500 x 5.000 | Add a vented or split rear door in selected sizes. Black textured powder coat finish. See price list for racks available less rear door (LRD). Fully vented rear doors have 64% open area. Split rear doors with 3 point latch offer 79% open area and require less floor space when accessing rear equipment connections.
Racks | Middle Atlantic | MW-CRD-42 | 42SP SOLID SPLIT RD UNIV BLACK | 506 | 455.4 | [8 empty] | 656747099991 | Y | 37 | https://assetserver.net/_assets/middle atlantic/1000/mwcrd42.jpg |  | https://assetserver.net/_assets/_prop65/shortform cancerandreprod_midat.jpg | US-United States | Mounts & Racks | Racks |  |  | 0 | Product Color: Black | Compatible Rack Height: 42U | Compatibility: <p><b>Middle Atlantic Rack Enclosures:</b></p><ul><li>WMRK</li><li>WRK</li><li>MRK</li><li>VRK</li><li>VMRK</li><li>ERK</li></ul> | Limited Warranty: Lifetime |  | 11.000 x 5.000 x 75.000 | Add a vented or split rear door in selected sizes. Black textured powder coat finish. See price list for racks available less rear door (LRD). Fully vented rear doors have 64% open area. Split rear doors with 3 point latch offer 79% open area and require less floor space when accessing rear equipment connections.
Racks | Middle Atlantic | MW-CRD-44 | SOLID SPLIT REAR DOOR,44SP | 519 | 467.1 | [8 empty] | 656747097973 | Y | 39 | https://assetserver.net/_assets/middle atlantic/1000/mwcrd44.jpg |  | https://assetserver.net/_assets/_prop65/shortform cancerandreprod_midat.jpg | US-United States | Mounts & Racks | Racks |  |  | 0 | Product Color: Black | Compatible Rack Height: 44U | Compatibility: <b>Middle Atlantic Racks:</b><br><ul><li>WMRK Series</li><li>Wrk Series</li><li>Mrk Series</li></ul> | Limited Warranty: Lifetime |  | 79.000 x 5.000 x 5.000 | Add a vented or split rear door in selected sizes. Black textured powder coat finish. See price list for racks available less rear door (LRD). Fully vented rear doors have 64% open area. Split rear doors with 3 point latch offer 79% open area and require less floor space when accessing rear equipment connections.
Racks | Middle Atlantic | MW-CRD-45 | 45SP SOLID SPLIT RD UNV BLACK | 536 | 482.4 | [8 empty] | 656747099977 | Y | 40 | https://assetserver.net/_assets/middle atlantic/1000/mwcrd45.jpg |  | https://assetserver.net/_assets/_prop65/shortform cancerandreprod_midat.jpg | US-United States | Mounts & Racks | Racks |  |  | 0 | Product Color: Black | Compatible Rack Height: 45U | Compatibility: <b>Middle Atlantic Racks:</b><br><ul><li>WMRK Series</li><li>Wrk Series</li><li>Mrk Series</li></ul> | Limited Warranty: Lifetime |  | 13.000 x 5.000 x 80.000 | Add a vented or split rear door in selected sizes. Black textured powder coat finish. See price list for racks available less rear door (LRD). Fully vented rear doors have 64% open area. Split rear doors with 3 point latch offer 79% open area and require less floor space when accessing rear equipment connections.
Racks | Middle Atlantic | MW-DT | DUCT TOP OPTION MRK/WRK(BLK) | 115 | 103.5 | [8 empty] | 656747102707 | Y | 10.5 | https://assetserver.net/_assets/middle atlantic/1000/mwdt.jpg |  | https://assetserver.net/_assets/_prop65/shortform cancerandreprod_midat.jpg | US-United States | Mounts & Racks | Racks |  |  | 0 | [5 empty] | 27.900 x 24.700 x 0.400 | Top options accept 4-1/2-inch, low-profile 6-inch or 10-inch fans for Active thermal management. Vented pagoda tops maintain enclosure temperatures through natural convection while minimizing the amount of dust and debris that can fall into the rack, and adds 1-1/2-inch to the top of the rack. Solid, slot pattern vented, vented and cable ladder adapter tops also available. All tops (excluding MV-PVT and MW-LA) include a removable two space service plate. Allows removal of top without disrupting cable bundles.
Racks | Middle Atlantic | MW-LA | MRK/WRK LADDER ADAPTOR TOP | 139 | 125.1 | [8 empty] | 656747064357 | Y | 6.9 | https://assetserver.net/_assets/middle atlantic/1000/mwla.jpg |  | https://assetserver.net/_assets/_prop65/shortform cancerandreprod_midat.jpg | US | Mounts & Racks | Racks |  |  | 0 | Accepts 6”, 9”, and 12” cable ladders | Fits WR, WRK, MRK, VRK, VMRK, and DRK racks | Includes removable two space service plate | Service plate allows top removal without disrupting cable bundles |  | 25.000 x 28.000 x 1.000 | Adapter used to connect cable ladder to the top of racks or cabinets. See pg. 142 for cable ladder offering.
Racks | Middle Atlantic | MW-LVRD-40 | 40SP LARGE PERF REAR DOOR | 593 | 533.7 | [8 empty] | 656747072543 | Y | 35 |  |  | https://assetserver.net/_assets/_prop65/shortform cancerandreprod_midat.jpg | US-United States | Mounts & Racks | Racks |  |  | 0 | Product Color: Black | Product Material: Steel | Compatible Rack Height: 40U | Compatibility: <p><b>Middle Atlantic Rack Enclosures:</b></p><ul><li>WMRK</li><li>WRK</li><li>MRK</li><li>VRK</li><li>VMRK</li><li>ERK</li></ul> | Limited Warranty: Lifetime | 22.000 x 5.000 x 72.000 | <p>Add a vented or split rear door in selected sizes. Black textured powder coat finish. See price list for racks available less rear door (LRD). Fully vented rear doors have 64% open area. Split rear doors with 3 point latch offer 79% open area and require less floor space when accessing rear equipment connections.</p>
Racks | Middle Atlantic | MW-LVRD-44 | 44SP,LARGE PERF REAR DOOR,UNIV,BLACK | 606 | 545.4 | [8 empty] | 656747067204 | Y | 33 |  |  | https://assetserver.net/_assets/_prop65/shortform cancerandreprod_midat.jpg | US-United States | Mounts & Racks | Racks |  |  | 0 | Features: Perforated | Form Factor: Rack-mountable | Product Color: Black | Height: 78.1" | Width: 19.3" | 82.000 x 21.250 x 3.500 | <p>Steel construction, black finish, 64% open area</p> <ul> <li>Fully perforated rear door with 64% open area</li> <li>Can be hinged right or left</li> </ul>
Racks | Middle Atlantic | MW-LVRD-54 | 64% OPEN AREA RER DR OT FOR 54SP VMRK RK, BK | 688 | 619.2 | [8 empty] | 656747130359 | Y | 42 |  |  | https://assetserver.net/_assets/_prop65/shortform cancerandreprod_midat.jpg | US-United States | Mounts & Racks | Racks |  |  | 0 | Fully vented split rear door with 64% open area | Black textured powder coat finish |  |  |  | 96.000 x 20.000 x 4.000
Racks | Middle Atlantic | MW-LVT | MRK/WRK LARGE PERF VENT TOP,BLACK | 159 | 143.1 | [8 empty] | 656747067211 | Y | 6.6 |  |  | https://assetserver.net/_assets/_prop65/shortform cancerandreprod_midat.jpg | MX | Mounts & Racks | Racks |  |  | 0 | [5 empty] | 28.000 x 25.000 x 1.000 | Top options accept 4-1/2-inch, low-profile 6-inch or 10-inch fans for Active thermal management. Vented pagoda tops maintain enclosure temperatures through natural convection while minimizing the amount of dust and debris that can fall into the rack, and adds 1-1/2-inch to the top of the rack. Solid, slot pattern vented, vented and cable ladder adapter tops also available. All tops (excluding MV-PVT and MW-LA) include a removable two space service plate. Allows removal of top without disrupting cable bundles.
Racks | Middle Atlantic | MW-RD-40 | SOLID REAR DOOR | 173 | 155.7 | [8 empty] | 656747076367 | Y | 41.24 |  |  | https://assetserver.net/_assets/_prop65/prop65 label.jpg | US-United States | Mounts & Racks | Racks |  |  | 0 | Compatible Rack Height: 40U | Compatibility: <p>MRK &amp; WRK Series Racks</p> |  |  |  | 21.000 x 5.000 x 72.000
Racks | Middle Atlantic | MW-ST | SOLID TOP OPTION MRK/WRK (BLK) | 109 | 98.1 | [8 empty] | 656747011870 | Y | 8.8 |  |  | https://assetserver.net/_assets/_prop65/shortform cancerandreprod_midat.jpg | US-United States | Mounts & Racks | Racks |  |  | 0 | Product Color: Black | Product Material: Steel | Height: 25.1" | Width: 21.7" | Depth: 0.9" | 25.000 x 29.000 x 1.000 | <p>Select solid top options to address your thermal management needs.</p> <ul> <li>Solid top</li> <li>Fits WR, WRK, MRK, VRK, VMRK, and DRK racks</li> <li>Includes removable two space service plate</li> <li>Service plate allows top removal without disrupting cable bundles</li> <li>Steel construction with black finish</li> </ul>
Racks | Middle Atlantic | MW-TR | MRK/WRK/VRK TOP RAIL OPT.13SP | 73 | 65.7 | [8 empty] | 656747011894 | Y | 6.1 |  |  | https://assetserver.net/_assets/_prop65/shortform cancerandreprod_midat.jpg | US-United States | Mounts & Racks | Racks |  |  | 0 | Device Supported: Enclosure | Compatibility: <b>Middle Atlantic Enclosure Series:</b><br><ul><li>DRK</li><li>MRK</li><li>VRK</li><li>VMRK</li><li>WRK</li><li>WR</li></ul> |  |  |  | 24.500 x 4.750 x 3.500 | Ideal for mounting panels or equipment in the top openings of our racks, our top rail option includes a pair of 11-gauge, 10-32 threaded rack rail, mounting angles, and hardware. When installed, top rail is recessed 1/8-inch from top of rack.
Racks | Middle Atlantic | MW-VRD-44 | 44SP VENTED REAR DR (BLK) | 343 | 308.7 | [8 empty] | 656747011962 | Y | 35 | https://assetserver.net/_assets/middle atlantic/1000/mwvrd44.jpg |  | https://assetserver.net/_assets/_prop65/shortform cancerandreprod_midat.jpg | US-United States | Mounts & Racks | Racks |  |  | 0 | Product Color: Black | Product Material: Steel | Compatible Rack Height: 44U | Compatibility: <p><b>Middle Atlantic Rack Enclosures:</b></p><ul><li>WMRK</li><li>WRK</li><li>MRK</li><li>VRK</li><li>VMRK</li><li>ERK</li></ul> | Limited Warranty: Lifetime | 23.000 x 5.000 x 78.000 | Add a vented or split rear door in selected sizes. Black textured powder coat finish. See price list for racks available less rear door (LRD). Fully vented rear doors have 64% open area. Split rear doors with 3 point latch offer 79% open area and require less floor space when accessing rear equipment connections.
Racks | Middle Atlantic | MW-VT | MRK/WRK VENT TOP OPTION(BLK) | 109 | 98.1 | [8 empty] | 656747011993 | Y | 10 |  |  | https://assetserver.net/_assets/_prop65/shortform cancerandreprod_midat.jpg | US | Mounts & Racks | Racks |  |  | 0 | Product Color: Black | Product Material: Steel | Height: 25.1" | Width: 21.7" | Depth: 0.9" | 28.000 x 25.000 x 1.000 | <p>Select slot pattern vented top options to address your thermal management needs.</p> <ul> <li>Slot pattern vented top</li> <li>Fits WR, WRK, MRK, VRK, VMRK, and DRK racks</li> <li>Includes removable two space service plate</li> <li>Service plate allows top removal without disrupting cable bundles</li> <li>Steel construction with black finish</li> </ul>
Racks | Middle Atlantic | OBRK12 | 12SP(21)OAK RACK, 18DEEP | 393 | 353.7 | [8 empty] | 656747012075 | Y | 40.16 |  |  | https://assetserver.net/_assets/_prop65/shortform cancerandreprod_midat.jpg | US-United States | Mounts & Racks | Racks |  |  | 0 | Application/Usage: A/V Equipment | Product Color: Oak | Product Material: Wood | Product Material: Steel | Maximum Weight Capacity: 200 lb | 21.000 x 26.000 x 6.000
Racks | Middle Atlantic | OBRK16 | 16SP(28)OAK RACK, 18DEEP | 465 | 418.5 | [8 empty] | 656747012105 | Y | 47.09 | https://assetserver.net/_assets/middle atlantic/1000/obrk16.jpg |  | https://assetserver.net/_assets/_prop65/shortform cancerandreprod_midat.jpg | US-United States | Mounts & Racks | Racks |  |  | 0 | Application/Usage: A/V Equipment | Product Color: Oak | Product Material: Wood | Maximum Weight Capacity: 200 lb | Height: 29.6" | 21.000 x 32.000 x 6.000 | 18 D X 29-1/2” H
Racks | Middle Atlantic | OBRK20 | 20SP(35)OAK RACK, 18DEEP | 512 | 460.8 | [8 empty] | 656747012136 | Y | 57.34 | https://assetserver.net/_assets/middle atlantic/1000/obrk20.jpg |  | https://assetserver.net/_assets/_prop65/shortform cancerandreprod_midat.jpg | US-United States | Mounts & Racks | Racks |  |  | 0 | Application/Usage: A/V Equipment | Product Color: Oak | Product Material: Wood | Maximum Weight Capacity: 200 lb | Height: 36.6" | 39.000 x 21.000 x 5.250 | 18 D X 29-1/2” H
Racks | Middle Atlantic | OBRK8 | 8SP(14)OAK RACK, 18DEEP | 367 | 330.3 | [8 empty] | 656747012167 | Y | 29.2 | https://assetserver.net/_assets/middle atlantic/1000/obrk8.jpg |  | https://assetserver.net/_assets/_prop65/shortform cancerandreprod_midat.jpg | US-United States | Mounts & Racks | Racks |  |  | 0 | Features: Cable Management | Product Color: Oak | Product Material: Wood Grain | Maximum Weight Capacity: 200 lb | Height: 15.6" | 23.000 x 22.000 x 5.000 | The BRK/MBRK/OBRK/RK/SRK/OSR Series 19-inch Equipment Racks
Racks | Middle Atlantic | OCAP-2 | 2SP OPEN CLAMPING RACKMOUNT | 68 | 61.2 | 2 |  |  |  | 2 |  |  |  | 656747079115 | Y | 3.96 |  |  | https://assetserver.net/_assets/_prop65/shortform cancerandreprod_midat.jpg | CN-China | Mounts & Racks | Racks |  |  | 0 | Product Color: Black | Product Material: Steel | Maximum Weight Capacity: 25 lb | Height: 3.5" | Width: 2" | 20.500 x 7.750 x 1.750 | This rackshelf has been designed to provide superior ventilation for both cable and satellite boxes as well as other components that generate considerable amounts of heat. Featuring two adjustable foam padded mounting bars on the bottom and two adjustable foam padded clamping bars on top for securing components without fear of scratches, this rackshelf saves both space and money by eliminating the need to vent panels between each shelf.
Racks | Middle Atlantic | OCAP-3 | 3SP OPEN CLAMPING RACKMOUNT | 81 | 72.9 | [8 empty] | 656747079122 | Y | 4.8 |  |  | https://assetserver.net/_assets/_prop65/shortform cancerandreprod_midat.jpg | CN | Mounts & Racks | Racks |  |  | 0 | Product Color: Black | Product Material: Steel | Maximum Weight Capacity: 25 lb | Height: 5.3" | Width: 19" | 22.750 x 7.375 x 1.500 | This rackshelf has been designed to provide superior ventilation for both cable and satellite boxes as well as other components that generate considerable amounts of heat. Featuring two adjustable foam padded mounting bars on the bottom and two adjustable foam padded clamping bars on top for securing components without fear of scratches, this rackshelf saves both space and money by eliminating the need to vent panels between each shelf.
Racks | Middle Atlantic | OSR16 | 16SP SLOPED OAK RACK W/WHLS | 844 | 759.6 | [8 empty] | 656747012211 | Y | 68.66 |  |  | https://assetserver.net/_assets/_prop65/shortform cancerandreprod_midat.jpg | US-United States | Mounts & Racks | Racks |  |  | 0 | Gently sloped (5Âº) rack face to facilitate equipment viewing | Ready-to-assemble design allows for flat shipment via UPS | Sturdy Â¾" oak laminate construction | Includes pre-installed heavy-gauge 10-32 threaded front rackrail | Includes casters | 31.000 x 36.000 x 6.000
Racks | Middle Atlantic | OSR24 | 24SP SLOPED OAK RACK W/WHLS | 971 | 873.9 | [8 empty] | 656747012242 | Y | 82.82 |  |  | https://assetserver.net/_assets/_prop65/shortform cancerandreprod_midat.jpg | US-United States | Mounts & Racks | Racks |  |  | 0 | Gently sloped (5Âº) rack face to facilitate equipment viewing | Ready-to-assemble design allows for flat shipment via UPS | Sturdy Â¾" oak laminate construction | Includes pre-installed heavy-gauge 10-32 threaded front rackrail | Includes casters | 31.000 x 50.000 x 6.000
Racks | Middle Atlantic | PB-5A | SLIM5 & AX-S POWER BRACKETS | 28 | 25.2 | [8 empty] | 656747029981 | Y | 0.89 |  |  | https://assetserver.net/_assets/_prop65/shortform cancerandreprod_midat.jpg | US-United States | Mounts & Racks | Racks |  |  | 0 | Device Supported: Power Distribution Unit | Product Material: Steel | Compatibility: <p><b>Middle Atlantic Rack Series:</b></p><ul><li>AXS</li><li>SLIM 5</li><li>RL</li><li>RLA</li><li>MK<br><br></li></ul> | Limited Warranty: Lifetime |  | 5.000 x 4.500 x 1.000 | <p>Use our PB-5A brackets to mount Middle Atlantic Products power strips in our AXS and SLIM 5, RL, RLA and MK Series racks, or to the rackrail of any rack.</p>
Racks | Middle Atlantic | PB-90 | 90 DEGREE POWER MOUNTING BRACKETS | 27 | 24.3 | [8 empty] | 656747094576 | Y | 0.89 | https://assetserver.net/_assets/middle atlantic/1000/pb90.jpg |  | https://assetserver.net/_assets/_prop65/shortform cancerandreprod_midat.jpg | US | Mounts & Racks | Racks |  |  | 0 | Mounts vertical power strips facing front or back of rack | Sold in pairs |  |  |  | 6.000 x 4.250 x 0.750 | PB-90 bracket orients power outlets on any vertical power strip to the front or back of the enclosure*. Allows mounting of power strips alongside mounted equipment in wider WRK Series racks.
Racks | Middle Atlantic | PB-DWR | POWER MOUNTING BRACKET FOR DWR | 73 | 65.7 | [8 empty] | 656747030383 | Y | 1 |  |  | https://assetserver.net/_assets/_prop65/shortform cancerandreprod_midat.jpg | US | Mounts & Racks | Racks |  |  | 0 | Compatibility: <p>Middle Atlantic Power Strips</p> | Limited Warranty: Lifetime |  |  |  | 6.000 x 4.250 x 0.750
Racks | Middle Atlantic | PBL-1 | 1SP FLANGED ALUM BLANK PANEL | 19 | 17.1 | [8 empty] | 656747012297 | Y | 2 | https://assetserver.net/_assets/middle atlantic/1000/pbl1.jpg |  | https://assetserver.net/_assets/_prop65/shortform cancerandreprod_midat.jpg | CN | Mounts & Racks | Racks |  |  | 0 | Height: 1.8" | Width: 19" | Limited Warranty: Lifetime |  |  | 19.000 x 1.750 x 0.500 | Lightweight aluminum panels finished in a durable flat black powder coat ideal for machining. • Aluminum construction • Flanged Panel
Racks | Middle Atlantic | PBL1-CP12 | 12PC. PBL-1 CONTRACT PACK | 187 | 168.3 | 2 | 2 | [6 empty] | 656747033315 | Y | 5.14 | https://assetserver.net/_assets/middle atlantic/1000/pbl1cp12.jpg |  | https://assetserver.net/_assets/_prop65/shortform cancerandreprod_midat.jpg | US-United States | Mounts & Racks | Racks |  |  | 0 | [5 empty] | 21.700 x 11.700 x 4.000 | These convenient contractor panel packs provide a cost-effective and space-efficient means for installers to stock the panels they most frequently use. Our most popular blank and vented rack panels are available in 1 through 4 space sizes pre-packaged in quantities of 6 and 12 depending on panel size. Designed for convenient access, these contractor panel pack boxes feature a tear-off panel that allows easy access to individual poly-bagged panels and are designed to stack on warehouse shelving.
Racks | Middle Atlantic | PBL1-ID | 1SP ALUM BL, I.D.STRIP | 45 | 40.5 | [8 empty] | 656747136030 | Y | 1 |  |  | https://assetserver.net/_assets/_prop65/shortform cancerandreprod_midat.jpg | MX | Mounts & Racks | Racks |  |  | 0 | Product Color: Black Powder Coat | Product Material: Aluminum | Compatible Rack Height: 1U | Height: 1.8" | Width: 19" | 19.000 x 1.750 x 0.630 | <p>Aluminum 1 space panels accept paper labels up to 1-1/2" tall by 17-1/2" wide.</p> <ul> <li>Aluminum construction, 1 space, with clear plastic holder</li> <li>Accepts paper labels up to 1-1/2" tall by 17-1/2" wide</li> </ul>
Racks | Middle Atlantic | PBL-2 | 2SP FLANGED ALUM BLANK PANEL | 23 | 20.7 | [8 empty] | 656747012303 | Y | 3 | https://assetserver.net/_assets/middle atlantic/1000/pbl2.jpg |  | https://assetserver.net/_assets/_prop65/shortform cancerandreprod_midat.jpg | CN | Mounts & Racks | Racks |  |  | 0 | [5 empty] | 19.000 x 3.750 x 0.500 | The lightweight, 16-gauge aluminum construction found in the PBL series makes for easy machining. Flanged for extra strength, black powder coat finish. ½ rack models also available
Racks | Middle Atlantic | PBL2-CP12 | 12PC. PBL-2 CONTRACT PACK | 233 | 209.7 | [8 empty] | 656747033322 | Y | 7.69 | https://assetserver.net/_assets/middle atlantic/1000/pbl2cp12.jpg |  | https://assetserver.net/_assets/_prop65/shortform cancerandreprod_midat.jpg | US-United States | Mounts & Racks | Racks |  |  | 0 | [5 empty] | 22.500 x 12.000 x 4.000 | These convenient contractor panel packs provide a cost-effective and space-efficient means for installers to stock the panels they most frequently use. Our most popular blank and vented rack panels are available in 1 through 4 space sizes pre-packaged in quantities of 6 and 12 depending on panel size. Designed for convenient access, these contractor panel pack boxes feature a tear-off panel that allows easy access to individual poly-bagged panels and are designed to stack on warehouse shelving.
Racks | Middle Atlantic | PBL-3 | 3SP FLANGED ALUM BLANK PANEL | 34 | 30.6 | [8 empty] | 656747012310 | Y | 0.8 |  |  | https://assetserver.net/_assets/_prop65/shortform cancerandreprod_midat.jpg | US | Mounts & Racks | Racks |  |  | 0 | Product Color: Black | Height: 5.3" | Width: 19" | Limited Warranty: Lifetime |  | 19.000 x 5.000 x 0.500
Racks | Middle Atlantic | PBL3-CP6 | 6PC. PBL-3 CONTRACT PACK | 164 | 147.6 | [8 empty] | 656747033339 | Y | 5.7 | https://assetserver.net/_assets/middle atlantic/1000/pbl3cp6.jpg |  | https://assetserver.net/_assets/_prop65/shortform cancerandreprod_midat.jpg | US | Mounts & Racks | Racks |  |  | 0 | [5 empty] | 8.000 x 23.000 x 7.000 | Lightweight aluminum panels finished in a durable flat black powder coat ideal for machining. Aluminum construction Flanged Panel Contractor Packs provide a cost-effective, space-efficient way for installers to stock the panels they use most frequently. Allows easy access to individual, poly-bagged panels. Designed to stack on warehouse shelving.
Racks | Middle Atlantic | PBL-4 | 4SP FLANGED ALUM BLANK PANEL | 38 | 34.2 | [8 empty] | 656747012327 | Y | 1 |  |  | https://assetserver.net/_assets/_prop65/shortform cancerandreprod_midat.jpg | NO | Mounts & Racks | Racks |  |  | 0 | Product Color: Black | Product Material: Aluminum | Compatible Rack Height: 4U | Height: 7" | Width: 19" | 19.000 x 7.000 x 0.500 | The lightweight, 16-gauge aluminum construction found in the PBL series makes for easy machining. Flanged for extra strength, black powder coat finish. ½ rack models also available
Racks | Middle Atlantic | PBL4-CP6 | 6PC. PBL-4 CONTRACT PACK | 190 | 171 | [8 empty] | 656747033346 | Y | 7 |  |  | https://assetserver.net/_assets/_prop65/shortform cancerandreprod_midat.jpg | US | Mounts & Racks | Racks |  |  | 0 | Product Color: Black Powder Coat | Product Material: Aluminum | Compatible Rack Height: 4U | Height: 7" | Width: 19" | 8.000 x 23.000 x 7.000 | <p>Lightweight aluminum panels finished in a durable flat black powder coat ideal for machining. Aluminum construction Flanged Panel Contractor Packs provide a cost-effective, space-efficient way for installers to stock the panels they use most frequently. Allows easy access to individual, poly-bagged panels. Designed to stack on warehouse shelving.</p> <ul> <li>Flanged aluminum construction, can be machined easily</li> <li>Black powder coat finish</li> <li>Sold in a contractor pack of 6 pieces</li> <li>Pieces are individually poly-bagged, in convenient dispenser box</li> </ul>
Racks | Middle Atlantic | PBS-WMRK-36 | PLENUM BASE FOR 36"D WMRK | 577 | 519.3 | [8 empty] | 656747099885 | Y | 30 |  |  | https://assetserver.net/_assets/_prop65/shortform cancerandreprod_midat.jpg | US-United States | Mounts & Racks | Racks |  |  | 0 | Accepts a variety of 19" panels for cable and thermal management | Sturdy steel construction with black powder coat finish |  |  |  | 27.400 x 5.800 x 43.400
Racks | Middle Atlantic | PBS-WMRK-42 | PLENUM BASE FOR 42"D WMRK | 649 | 584.1 | [8 empty] | 656747099892 | Y | 31 |  |  | https://assetserver.net/_assets/_prop65/shortform cancerandreprod_midat.jpg | US-United States | Mounts & Racks | Racks |  |  | 0 | Accepts a variety of 19" panels for cable and thermal management | Sturdy steel construction with black powder coat finish |  |  |  | 27.400 x 5.800 x 43.400
Racks | Middle Atlantic | PBS-WMRK-48 | PLENUM BASE FOR 48"D WMRK | 677 | 609.3 | [8 empty] | 656747099908 | Y | 32 |  |  | https://assetserver.net/_assets/_prop65/shortform cancerandreprod_midat.jpg | US-United States | Mounts & Racks | Racks |  |  | 0 | Form Factor: Floor Standing | Product Color: Black Powder Coat | Product Material: Steel | Height: 2.9" | Width: 22.8" | 27.400 x 5.800 x 43.400
Racks | Middle Atlantic | PB-XS | RACKMOUNT FOR EXTRA SMALL POWER | 66 | 59.4 | [8 empty] | 656747058028 | Y | 1 | https://assetserver.net/_assets/middle atlantic/1000/pbxs.jpg |  | https://assetserver.net/_assets/_prop65/shortform cancerandreprod_midat.jpg | US-United States | Mounts & Racks | Racks |  |  | 0 | Device Supported: Power Strip | Compatibility: <p><b>Middle Atlantic Power Strip:</b></p><ul><li>PD-815SC</li><li>PD-815SC-NS<br><br></li></ul> | Limited Warranty: Lifetime |  |  | 20.000 x 6.000 x 3.000 | Model # PB-XS, rackmounting bracket shall mount any 8 outlet power strip (PD-815SC, PD-815SC-NS) between rackrail of any EIA compliant 19-inch rack. Includes cable management tie points.
Racks | Middle Atlantic | PCD-1.5X2-4BK | 1.4"WX2"DX6'L W/CVR,4PC,BLK | 272 | 244.8 | [8 empty] | 656747118159 | Y | 9.4 |  |  | https://assetserver.net/_assets/_prop65/shortform cancerandreprod_midat.jpg | US-United States | Mounts & Racks | Racks |  |  | 0 | Cable Manager Type: Cable Duct | Product Color: Black | Product Material: Polyvinyl Chloride (PVC) | Height: 2" | Width: 1.50" | 73.000 x 7.000 x 4.500 | <p>Provide a cost effective solution to protect, route and organize cables and cords. Available in 2", 3", and 4" widths, all with strong metal backing Available in 3" and 4" depths, single channel and 6" and 8" depths dual channel Slotted finger design allows for horizontal cable access exactly where it's needed Fingers can be easily removed to create larger openings Plastic covers provide organization while keeping cables hidden Ideal for medium to low density installations Ready to mount to either side or in between two 2- and 4-post racks</p> <ul> <li>Available in a range of widths and depths to meet project needs</li> <li>Slotted finger design allows cable exit exactly where needed</li> <li>Fingers can be easily removed to create larger openings</li> <li>Includes hinged plastic covers</li> </ul>
Racks | Middle Atlantic | PCD-1.5X4-4BK | 1.5"WX4"DX6'L W/CVR,4PC,BLK | 408 | 367.2 | [8 empty] | 656747118166 | Y | 13.4 |  |  | https://assetserver.net/_assets/_prop65/shortform cancerandreprod_midat.jpg | US-United States | Mounts & Racks | Racks |  |  | 0 | Cable Manager Type: Cable Duct | Product Color: Black | Product Material: Steel | Height: 4" | Width: 1.50" | 73.000 x 8.000 x 6.400 | <p>Provide a cost effective solution to protect, route and organize cables and cords. Available in 2", 3", and 4" widths, all with strong metal backing Available in 3" and 4" depths, single channel and 6" and 8" depths dual channel Slotted finger design allows for horizontal cable access exactly where it's needed Fingers can be easily removed to create larger openings Plastic covers provide organization while keeping cables hidden Ideal for medium to low density installations Ready to mount to either side or in between two 2- and 4-post racks</p> <ul> <li>Available in a range of widths and depths to meet project needs</li> <li>Slotted finger design allows cable exit exactly where needed</li> <li>Fingers can be easily removed to create larger openings</li> <li>Includes hinged plastic covers</li> </ul>
Racks | Middle Atlantic | PCD-2-3-30SC | 2"WX3"DX30RU,SINGLE DUCT | 190 | 171 | [8 empty] | 656747114540 | Y | 2.8 |  |  | https://assetserver.net/_assets/_prop65/shortform cancerandreprod_midat.jpg | US-United States | Mounts & Racks | Racks |  |  | 0 | Cable Manager Type: Cable Duct | Product Material: Plastic | Rack Height: 30U | Width: 2" | Depth: 3" | 61.000 x 3.100 x 2.100 | Flexible application for vertical cable management on open frame racks! Plastic Cable Ducts provide a cost effective solution to protect, route and organize data cables, patch cords, and power cords.
Racks | Middle Atlantic | PCD-2-3-38SC | 2"WX3"DX38RU,SINGLE DUCT | 219 | 197.1 | [8 empty] | 656747114533 | Y | 8.5 |  |  | https://assetserver.net/_assets/_prop65/shortform cancerandreprod_midat.jpg | US-United States | Mounts & Racks | Racks |  |  | 0 | Cable Manager Type: Cable Duct | Product Material: Plastic | Rack Height: 38U | Width: 2" | Depth: 3" | 73.000 x 7.000 x 4.500 | Flexible application for vertical cable management on open frame racks! Plastic Cable Ducts provide a cost effective solution to protect, route and organize data cables, patch cords, and power cords.
Racks | Middle Atlantic | PCD-2-3-45SC | 2"WX3"DX45RU,SINGLE DUCT | 236 | 212.4 | [8 empty] | 656747114526 | Y | 9.8 |  |  | https://assetserver.net/_assets/_prop65/shortform cancerandreprod_midat.jpg | US-United States | Mounts & Racks | Racks |  |  | 0 | Cable Manager Type: Cable Duct | Product Material: Plastic | Rack Height: 45U | Width: 2" | Depth: 3" | 85.000 x 7.000 x 4.500 | Flexible application for vertical cable management on open frame racks! Plastic Cable Ducts provide a cost effective solution to protect, route and organize data cables, patch cords, and power cords.
Racks | Middle Atlantic | PCD-3-3-38SC | 3"WX3"DX38RU,SINGLE DUCT | 238 | 214.2 | [8 empty] | 656747114632 | Y | 11.4 |  |  | https://assetserver.net/_assets/_prop65/shortform cancerandreprod_midat.jpg | US-United States | Mounts & Racks | Racks |  |  | 0 | Cable Manager Type: Cable Duct | Product Material: Plastic | Rack Height: 38U | Width: 3" | Depth: 3" | 73.000 x 7.000 x 5.500 | Flexible application for vertical cable management on open frame racks! Plastic Cable Ducts provide a cost effective solution to protect, route and organize data cables, patch cords, and power cords.
Racks | Middle Atlantic | PCD-3-3-45SC | 3"WX3"DX45RU,SINGLE DUCT | 257 | 231.3 | [8 empty] | 656747114618 | Y | 12.9 |  |  | https://assetserver.net/_assets/_prop65/shortform cancerandreprod_midat.jpg | US-United States | Mounts & Racks | Racks |  |  | 0 | [5 empty] | 85.000 x 7.000 x 5.500 | Flexible application for vertical cable management on open frame racks! Plastic Cable Ducts provide a cost effective solution to protect, route and organize data cables, patch cords, and power cords.
Racks | Middle Atlantic | PCD-3-6-38DC | 3"WX6"DX38RU,DUAL DUCT | 394 | 354.6 | [8 empty] | 656747114649 | Y | 8.34 |  |  | https://assetserver.net/_assets/_prop65/shortform cancerandreprod_midat.jpg | US-United States | Mounts & Racks | Racks |  |  | 0 | Cable Manager Type: Cable Duct | Product Color: Black | Product Material: Steel | Rack Height: 38U | Height: 68" | 73.000 x 8.000 x 6.400 | Provide a cost-effective solution to protect, route, and organize cables and cords. Available in 2in, 3in, and 4in widths, all with strong metal backing. Available in 3in and 4in depths, single channel, and 6in and 8in depths dual channel. Slotted finger design allows for horizontal cable access exactly where it's needed. Fingers can be easily removed to create larger openings. Plastic covers provide organization while keeping cables hidden. Ideal for medium to low-density installations. Ready to mount to either side or in between two 2- and 4-post racks.
Racks | Middle Atlantic | PCD-3-6-45DC | 3"WX6"DX45RU,DUAL DUCT | 434 | 390.6 | [8 empty] | 656747114625 | Y | 15.7 |  |  | https://assetserver.net/_assets/_prop65/shortform cancerandreprod_midat.jpg | US-United States | Mounts & Racks | Racks |  |  | 0 | Cable Manager Type: Cable Duct | Product Material: Plastic | Rack Height: 45U | Width: 3" | Depth: 6" | 82.000 x 9.000 x 7.000 | Flexible application for vertical cable management on open frame racks! Plastic Cable Ducts provide a cost effective solution to protect, route and organize data cables, patch cords, and power cords.
Racks | Middle Atlantic | PCD-4-4-38SC | 4"X4"DX38RU,SINGLE DUCT | 270 | 243 | [8 empty] | 656747114694 | Y | 13.7 |  |  | https://assetserver.net/_assets/_prop65/shortform cancerandreprod_midat.jpg | US-United States | Mounts & Racks | Racks |  |  | 0 | Cable Manager Type: Cable Duct | Product Material: Plastic | Rack Height: 38U | Width: 4" | Depth: 4" | 73.000 x 8.000 x 6.500 | Flexible application for vertical cable management on open frame racks! Plastic Cable Ducts provide a cost effective solution to protect, route and organize data cables, patch cords, and power cords.
Racks | Middle Atlantic | PCD-4-4-45SC | 4"WX4"DX45RU,SINGLE DUCT | 305 | 274.5 | [8 empty] | 656747114670 | Y | 15.5 |  |  | https://assetserver.net/_assets/_prop65/shortform cancerandreprod_midat.jpg | US-United States | Mounts & Racks | Racks |  |  | 0 | Cable Manager Type: Cable Duct | Product Material: Plastic | Rack Height: 45U | Width: 4" | Depth: 4" | 85.000 x 8.000 x 6.500 | Flexible application for vertical cable management on open frame racks! Plastic Cable Ducts provide a cost effective solution to protect, route and organize data cables, patch cords, and power cords.
Racks | Middle Atlantic | PCD-4-8-38DC | 4"WX8"DX38RU,DUAL DUCT | 421 | 378.9 | [8 empty] | 656747114700 | Y | 17.3 |  |  | https://assetserver.net/_assets/_prop65/shortform cancerandreprod_midat.jpg | US-United States | Mounts & Racks | Racks |  |  | 0 | Cable Manager Type: Duct | Product Color: Black | Product Material: Steel | Rack Height: 38U | Height: 68" | 73.000 x 9.000 x 8.400 | <b>PCD-4-8-38DC</b><br> Provide a cost effective solution to protect, route and organize cables and cords. Available in 2", 3", and 4" widths, all with strong metal backing Available in 3" and 4" depths, single channel and 6" and 8" depths dual channel Slotted finger design allows for horizontal cable access exactly where it's needed Fingers can be easily removed to create larger openings Plastic covers provide organization while keeping cables hidden Ideal for medium to low density installations Ready to mount to either side or in between two 2- and 4-post racks
Racks | Middle Atlantic | PCD-4-8-45DC | 4"WX4"DX45RU,DUAL DUCT | 456 | 410.4 | [8 empty] | 656747114687 | Y | 19.4 |  |  | https://assetserver.net/_assets/_prop65/shortform cancerandreprod_midat.jpg | US-United States | Mounts & Racks | Racks |  |  | 0 | Cable Manager Type: Cable Duct | Product Material: Plastic | Rack Height: 45U | Width: 4" | Depth: 8" | 81.000 x 9.000 x 7.000 | Flexible application for vertical cable management on open frame racks! Plastic Cable Ducts provide a cost effective solution to protect, route and organize data cables, patch cords, and power cords.
Racks | Middle Atlantic | PCDB-90-1.5-12 | 90 DEGREE PCD MOUNT BRACKET,12PC | 94 | 84.6 | [8 empty] | 656747118173 | Y | 3.2 |  |  | https://assetserver.net/_assets/_prop65/shortform cancerandreprod_midat.jpg | US-United States | Mounts & Racks | Racks |  |  | 0 | Device Supported: Cable Raceway | Compatibility: PCD Series Plastic Cable Ducts | Limited Warranty: Lifetime |  |  | 8.900 x 3.800 x 2.800 | Brackets to mount raw duct, orients duct to face front/rear of rack.
Racks | Middle Atlantic | PCS-1-2H | CABLE SPOOL,1-3/8"D,2SP PANEL | 105 | 94.5 | [8 empty] | 656747114496 | Y | 1.74 |  |  | https://assetserver.net/_assets/_prop65/shortform cancerandreprod_midat.jpg | US-United States | Mounts & Racks | Racks |  |  | 0 | Cable Manager Type: Cable Panel | Product Color: Black | Product Material: ABS Plastic | Product Material: Steel | Rack Height: 2U | 24.250 x 4.630 x 3.500 | <p>Manage excess fiber or copper cable slack within a rack. Provides for proper bend radius for cables Available in 1-3/8", 3", and 8" depth sizes 4-pack configurations include mounting hardware &amp; 2 brackets to allow for making a complete circle 10-pack configurations specially designed to mount on Middle Atlantic Products MK Series cable management racks 2 rackspace panel includes two spools which can rotate in 90&deg; intervals</p> <ul> <li>Provides for proper bend radius for cables</li> <li>Constructed of a sturdy black resin material</li> <li>1-3/8" deep</li> <li>Mounted on a 2-space panel</li> </ul>
Racks | Middle Atlantic | PCS-1-4 | CABLE SPOOL,1-3/8"D,4PCS | 48 | 43.2 | [8 empty] | 656747114489 | Y | 0.73 |  |  | https://assetserver.net/_assets/_prop65/shortform cancerandreprod_midat.jpg | US-United States | Mounts & Racks | Racks |  |  | 0 | Cable Manager Type: Cable Spool | Product Color: Black | Product Material: ABS Plastic | Product Material: Steel | Height: 2.47" | 8.880 x 3.750 x 2.750 | <b>PCS-1-4</b> <br />Manage excess fiber or copper cable slack within a rack. Provides for proper bend radius for cables Available in 1-3/8", 3", and 8" depth sizes 4-pack configurations include mounting hardware & 2 brackets to allow for making a complete circle 10-pack configurations specially designed to mount on Middle Atlantic Products MK Series cable management racks 2 rackspace panel includes two spools which can rotate in 90&deg; intervals
Racks | Middle Atlantic | PCS-3-2H | CABLE SPOOL,3"D,2SP PANEL | 113 | 101.7 | [8 empty] | 656747114328 | Y | 1.78 |  |  | https://assetserver.net/_assets/_prop65/shortform cancerandreprod_midat.jpg | US-United States | Mounts & Racks | Racks |  |  | 0 | Cable Manager Type: Cable Spool | Limited Warranty: Lifetime |  |  |  | 24.250 x 4.630 x 3.500
Racks | Middle Atlantic | PCS-3-4 | CABLE SPOOL,3"D,4PCS | 52 | 46.8 | [8 empty] | 656747114298 | Y | 0.86 |  |  | https://assetserver.net/_assets/_prop65/shortform cancerandreprod_midat.jpg | US-United States | Mounts & Racks | Racks |  |  | 0 | [5 empty] | 12.000 x 4.000 x 4.000 | <p>Manage excess fiber or copper cable slack within a rack. Provides for proper bend radius for cables Available in 1-3/8", 3", and 8" depth sizes 4-pack configurations include mounting hardware &amp; 2 brackets to allow for making a complete circle 10-pack configurations specially designed to mount on Middle Atlantic Products MK Series cable management racks 2 rackspace panel includes two spools which can rotate in 90&deg; intervals</p><ul><li>Provides for proper bend radius for cables</li><li>Constructed of a sturdy black resin material</li><li>3" deep</li><li>Sold in a 4-pack</li></ul><p><br /></p>
Racks | Middle Atlantic | PET-K-CWR | PET KIT,BACKPAN TO CTR SECTION TO FD,CWR | 51 | 45.9 | [8 empty] | 656747239465 | Y | 0.1 |  |  | https://assetserver.net/_assets/_prop65/shortform cancerandreprod_midat.jpg | US-United States | Mounts & Racks | Racks |  |  | 0 | Compatibility: <p>Middle Atlantic CWR Series CableSafe Wall Cabinet</p> |  |  |  |  | 9.500 x 7.000 x 0.500
Racks | Middle Atlantic | PET-K-D/EWR | PET KIT,BACKPAN TO CENTER SECTION,DWR & EWR | 26 | 23.4 | [8 empty] | 656747239434 | Y | 0.1 |  |  | https://assetserver.net/_assets/_prop65/shortform cancerandreprod_midat.jpg | US-United States | Mounts & Racks | Racks |  |  | 0 | Compatibility: <ul> <li>Middle Atlantic EWR Series Wall Cabinet</li> <li>Middle Atlantic DWR Series Wall Cabinet</li> </ul> |  |  |  |  | 9.500 x 7.000 x 0.500
Racks | Middle Atlantic | PET-K-D/EWRD | PET KIT,BACKPAN TO CNTR SECTION TO FD,DWR & EWR | 50 | 45 | [8 empty] | 656747239441 | Y | 0.2 |  |  | https://assetserver.net/_assets/_prop65/shortform cancerandreprod_midat.jpg | US-United States | Mounts & Racks | Racks |  |  | 0 | Compatibility: <ul> <li>Middle Atlantic EWR Series Wall Cabinet</li> <li>Middle Atlantic DWR Series Wall Cabinet</li> </ul> |  |  |  |  | 9.500 x 7.000 x 0.500
Racks | Middle Atlantic | PET-K-DOOR | ESSEX,PET KIT,FOR DOOR TO RACK BONDING | 36 | 32.4 | [8 empty] | 656747244711 | Y | 0.13 |  |  | https://assetserver.net/_assets/_prop65/shortform cancerandreprod_midat.jpg | US-United States | Mounts & Racks | Racks |  |  | 0 | Compatibility: <p>Essex DOOR-S / DOOR-P Universal Door Kit</p> | Limited Warranty: Lifetime |  |  |  | 9.500 x 7.000 x 0.500
Racks | Middle Atlantic | PET-K-DWRFK | PET KIT,DWR FAN KIT TO CNTR SEC,DWR/SR | 57 | 51.3 | [8 empty] | 656747306808 | Y | 2.5 |  |  | https://assetserver.net/_assets/_prop65/shortform cancerandreprod_midat.jpg | US | Mounts & Racks | Racks |  |  | 0 | Compatibility: <p>Middle Atlantic DWR Series Wall Mount Rack</p> |  |  |  |  | 23.500 x 3.500 x 0.000
Racks | Middle Atlantic | PET-K-FANTOP | ESSEX,PET KIT,FOR FAN TOP TO RACK BONDING | 36 | 32.4 | [8 empty] | 656747244704 | Y | 0.17 |  |  | https://assetserver.net/_assets/_prop65/shortform cancerandreprod_midat.jpg | US-United States | Mounts & Racks | Racks |  |  | 0 | Compatibility: <p>MMR Series Multi Mount Rack</p> |  |  |  |  | 9.500 x 7.000 x 0.500
Racks | Middle Atlantic | PET-K-FD | PET KIT,FOR FRONT DOOR TO RACKS BONDING | 39 | 35.1 | [8 empty] | 656747239427 | Y | 0.1 |  |  | https://assetserver.net/_assets/_prop65/shortform cancerandreprod_midat.jpg | US-United States | Mounts & Racks | Racks |  |  | 0 | Compatibility: <ul> <li>Middle Atlantic ERK Series Enclosure</li> <li>Middle Atlantic CWR Series CableSafe Wall Cabinet</li> </ul> |  |  |  |  | 9.500 x 7.000 x 0.500
Racks | Middle Atlantic | PET-K-MMR-PH | ESSEX,PET KIT,FOR MMR TO PIVOT & HANG BONDING | 24 | 21.6 | [8 empty] | 656747244735 | Y | 0.1 |  |  | https://assetserver.net/_assets/_prop65/shortform cancerandreprod_midat.jpg | US-United States | Mounts & Racks | Racks |  |  | 0 | Compatibility: <p>MMR Series Essex Multi Mount Rack</p> | Limited Warranty: Lifetime |  |  |  | 9.500 x 7.000 x 0.500
Racks | Middle Atlantic | PET-K-SIDE | ESSEX,PET KIT, FOR SIDE PANEL TO RACK BONDING | 52 | 46.8 | [8 empty] | 656747244728 | Y | 0.16 |  |  | https://assetserver.net/_assets/_prop65/shortform cancerandreprod_midat.jpg | US-United States | Mounts & Racks | Racks |  |  | 0 | Compatibility: <p>Protective Earth Terminal (PET) Kit for Side Panel to Rack Bonding</p> |  |  |  |  | 9.500 x 7.000 x 0.500
Racks | Middle Atlantic | PET-K-SR | PET KIT,BACKPAN TO CENTER SECTION,SR SERIES | 36 | 32.4 | [8 empty] | 656747239458 | Y | 0.1 |  |  | https://assetserver.net/_assets/_prop65/shortform cancerandreprod_midat.jpg | US-United States | Mounts & Racks | Racks |  |  | 0 | Compatibility: <p>Middle Atlantic SR Series Pivoting Rack</p> |  |  |  |  | 9.500 x 7.000 x 0.500
Racks | Middle Atlantic | PFD-10 | 10SP PLEXI FRONTDR,UNIV.BLK | 462 | 415.8 | [8 empty] | 656747012785 | Y | 10.3 |  |  | https://assetserver.net/_assets/_prop65/shortform cancerandreprod_midat.jpg | US | Mounts & Racks | Racks |  |  | 0 | Product Color: Black | Limited Warranty: Lifetime |  |  |  | 22.000 x 23.000 x 5.000
Racks | Middle Atlantic | PFD-12 | 12SP PLEXI FRONTDR,UNIV.BLK | 481 | 432.9 | [8 empty] | 656747012808 | Y | 11.63 |  |  | https://assetserver.net/_assets/_prop65/shortform cancerandreprod_midat.jpg | US | Mounts & Racks | Racks |  |  | 0 | Limited Warranty: Lifetime |  |  |  |  | 22.000 x 27.000 x 5.000 | The PFD-12 is a plexi front door designed to provide secure access to equipment while maintaining visibility. The door is offered in lightly smoked plexi configurations, making it easy to customize the visibility needs of the equipment. The beveled corners of the door provide a stylish modern appearance while ensuring durability and strength. The PFD-12 door can be installed to hinge right or left, making it easy to install in any configuration. The door features a black textured powder coat finish that adds to its durability and style. The door also includes a keylock, providing secure access to equipment and protecting it from unauthorized access.
Racks | Middle Atlantic | PFD-16 | 16SP PLEXI FRONTDR,UNIV.BLK | 524 | 471.6 | [8 empty] | 656747012839 | Y | 14.19 |  |  | https://assetserver.net/_assets/_prop65/shortform cancerandreprod_midat.jpg | US-United States | Mounts & Racks | Racks |  |  | 0 | Limited Warranty: Lifetime |  |  |  |  | 9.500 x 5.500 x 36.000 | The PFD-16 is a plexi front door designed to provide secure access to equipment while maintaining visibility. The door is offered in lightly smoked plexi configurations, making it easy to customize the visibility needs of the equipment. The beveled corners of the door provide a stylish modern appearance while ensuring durability and strength. The PFD-16 door can be installed to hinge right or left, making it easy to install in any configuration. The door features a black textured powder coat finish that adds to its durability and style. The door also includes a keylock, providing secure access to equipment and protecting it from unauthorized access.
Racks | Middle Atlantic | PFD-18 | 18SP PLEXI FRONTDR,UNIV.BLK | 541 | 486.9 | [8 empty] | 656747012853 | Y | 15.09 |  |  | https://assetserver.net/_assets/_prop65/shortform cancerandreprod_midat.jpg | US-United States | Mounts & Racks | Racks |  |  | 0 | [5 empty] | 31.500 x 29.500 x 5.500 | Offered in lightly smoked plexiglass, fully vented, vented plexi, large perforated vented and solid configurations. Beveled corners provide a stylistically modern appearance, while hinging either left or right. Large perf door has 64% open area, regular perf vented doors have 25% open area. Black textured powder coat finish. Includes keylock.
Racks | Middle Atlantic | PFD-19A | 19SP,CURVED PLEXI FR DR | 666 | 599.4 | [8 empty] | 656747142321 | Y | 22 |  |  | https://assetserver.net/_assets/_prop65/shortform cancerandreprod_midat.jpg | US-United States | Mounts & Racks | Racks |  |  | 0 | Curved plexi front door for striking architectural appearance | Can be installed to hinge right or left and includes keylock | Black textured powder coat finish |  |  | 40.000 x 26.000 x 5.000
Racks | Middle Atlantic | PFD-21 | 21SP PLEXI FRONTDR,UNIV.BLK | 602 | 541.8 | [8 empty] | 656747012877 | Y | 1 |  |  | https://assetserver.net/_assets/_prop65/shortform cancerandreprod_midat.jpg | US | Mounts & Racks | Racks |  |  | 0 | Product Color: Black | Limited Warranty: Lifetime |  |  |  | 22.000 x 42.000 x 5.000
Racks | Middle Atlantic | PFD-24 | 24SP PLEXI FRONTDR,UNIV.BLK | 639 | 575.1 | [8 empty] | 656747012891 | Y | 18.5 |  |  | https://assetserver.net/_assets/_prop65/shortform cancerandreprod_midat.jpg | US | Mounts & Racks | Racks |  |  | 0 | Product Color: Black | Limited Warranty: Lifetime |  |  |  | 22.000 x 47.000 x 5.000 | The PFD-24 is a sleek and stylish front door designed to provide protection to equipment while still maintaining a modern appearance. Available in lightly smoked plexi configurations, the beveled corners add to its modern look. The door can be hinged either left or right, making it easy to install in any setup. The PFD-24 comes with a black textured powder coat finish, providing a professional look that complements any rack. Additionally, the door includes a keylock, ensuring that the equipment inside remains secure. The plexi front door provides easy access to the equipment inside while still providing ample protection. Overall, the PFD-24 is a practical and stylish front door that offers protection and security while adding a modern look to any rack.
Racks | Middle Atlantic | PFD-27 | 27SP PLEXI FRONTDR,UNIV.BLK | 761 | 684.9 | [8 empty] | 656747012914 | Y | 21.2 |  |  | https://assetserver.net/_assets/_prop65/shortform cancerandreprod_midat.jpg | US | Mounts & Racks | Racks |  |  | 0 | Product Color: Black | Limited Warranty: Lifetime |  |  |  | 22.000 x 52.000 x 5.000 | Offered in lightly smoked plexiglass, fully vented, vented plexi, large perforated vented and solid configurations. Beveled corners provide a stylistically modern appearance, while hinging either left or right. Large perf door has 68% open area, regular perf vented doors have 22% open area. Black textured powder coat finish. Includes keylock.
Racks | Middle Atlantic | PFD28-24 | PLEXI FRONT DOOR,28W/24SP SR SERIES,BLACK | 717 | 645.3 | [8 empty] | 656747332975 | Y | 35 |  |  | https://assetserver.net/_assets/_prop65/shortform cancerandreprod_midat.jpg | US-United States | Mounts & Racks | Racks |  |  | 0 | Product Color: Black | Product Material: Plexiglass | Compatible Rack Height: 24U | Width: 28" | Compatibility: <p>24 Space SR Series Racks</p> | 60.000 x 27.500 x 3.500
Racks | Middle Atlantic | PFD28-40 | PLEXI FRONT DOOR,28W/40SP SR SERIES,BLACK | 1203 | 1082.7 | [8 empty] | 656747332982 | Y | 33 |  |  | https://assetserver.net/_assets/_prop65/shortform cancerandreprod_midat.jpg | US-United States | Mounts & Racks | Racks |  |  | 0 | Product Color: Black | Product Material: Plexiglass | Compatible Rack Height: 40U | Width: 28" | Compatibility: <p>40 Space SR Series Racks</p> | 75.000 x 27.500 x 3.500
Racks | Middle Atlantic | PFD28-46 | PLEXI FRONT DOOR,28W/46SP SR SERIES,BLACK | 1305 | 1174.5 | [8 empty] | 656747332999 | Y | 36 |  |  | https://assetserver.net/_assets/_prop65/shortform cancerandreprod_midat.jpg | US-United States | Mounts & Racks | Racks |  |  | 0 | Product Color: Black | Product Material: Plexiglass | Compatible Rack Height: 46U | Width: 28" | Compatibility: <p>46 Space SR Series Racks</p> | 77.000 x 27.500 x 3.500
Racks | Middle Atlantic | PFD-35 | 35SP PLEXI FRONTDR,UNIV.BLK | 947 | 852.3 | [8 empty] | 656747012938 | Y | 25.2 |  |  | https://assetserver.net/_assets/_prop65/shortform cancerandreprod_midat.jpg | MX | Mounts & Racks | Racks |  |  | 0 | Product Color: Black | Limited Warranty: Lifetime |  |  |  | 24.000 x 64.000 x 5.000
Racks | Middle Atlantic | PFD-38A | 38SP,CURVED PLEXI FR DR | 1054 | 948.6 | [8 empty] | 656747138492 | N | 39 | https://assetserver.net/_assets/middle atlantic/1000/pfd38a.jpg |  | https://assetserver.net/_assets/_prop65/shortform cancerandreprod_midat.jpg | US | Mounts & Racks | Racks |  |  | 0 | Product Color: Black | Product Material: Plexiglas | Compatible Rack Height: 38U | Height: 69.5" | Width: 21.9" | 73.000 x 25.000 x 5.000 | Curved plexi front door for striking architectural appearance
Racks | Middle Atlantic | PFD-40 | 40SP PLEXI FRONTDR,UNIV.BLK | 1029 | 926.1 | [8 empty] | 656747012976 | Y | 52 |  |  | https://assetserver.net/_assets/_prop65/shortform cancerandreprod_midat.jpg | US-United States | Mounts & Racks | Racks |  |  | 0 | Product Color: Black | Limited Warranty: Lifetime |  |  |  | 24.000 x 74.000 x 5.000 | The PFD-40 is a 40RU plexi front door designed for use with ERK, MRK, and WRK racks. The door is made of high-quality materials, providing a durable and reliable solution for protecting equipment in commercial and professional environments. The plexi material allows for easy viewing of the equipment inside the rack without the need to open the door. The PFD-40 also features a sleek and modern design that adds a professional look to the rack. The door is easy to install and can be used with a range of accessories, including cable management and power distribution units.
Racks | Middle Atlantic | PFD-41A | 41SP,CURVED PLEXI FR DR | 1084 | 975.6 | [8 empty] | 656747138485 | N | 30 |  |  | https://assetserver.net/_assets/_prop65/shortform cancerandreprod_midat.jpg | US | Mounts & Racks | Racks |  |  | 0 | Product Color: Black | Product Material: Steel | Compatible Rack Height: 41U | Height: 74.5" | Width: 22" | 85.000 x 30.000 x 24.000 | Curved plexi front door for striking architectural appearance
Racks | Middle Atlantic | PFD-42 | 42SP PLEXI FRONT DR,UNIVERSAL | 1076 | 968.4 | [8 empty] | 656747099953 | Y | 55.36 |  |  | https://assetserver.net/_assets/_prop65/shortform cancerandreprod_midat.jpg | US-United States | Mounts & Racks | Racks |  |  | 0 | Limited Warranty: Lifetime |  |  |  |  | 22.000 x 5.000 x 75.000
Racks | Middle Atlantic | PFD-44 | 44SP PLEXI FRONTDR,UNIV.BLK | 1099 | 989.1 | [8 empty] | 656747012990 | Y | 58 |  |  | https://assetserver.net/_assets/_prop65/shortform cancerandreprod_midat.jpg | US-United States | Mounts & Racks | Racks |  |  | 0 | Product Color: Black | Limited Warranty: Lifetime |  |  |  | 24.000 x 80.000 x 5.000 | The PFD-44 is a 44RU plexi front door designed for use with ERK, MRK, and WRK racks. The door is made of high-quality materials, providing a durable and reliable solution for protecting equipment in commercial and professional environments. The plexi material allows for easy viewing of the equipment inside the rack without the need to open the door. The PFD-44 also features a sleek and modern design that adds a professional look to the rack. The door is easy to install and can be used with a range of accessories, including cable management and power distribution units.
Racks | Middle Atlantic | PFD-45 | 45SP PLEXI FRONT DR,UNIVERSAL | 1127 | 1014.3 | [8 empty] | 656747099960 | Y | 55 |  |  | https://assetserver.net/_assets/_prop65/shortform cancerandreprod_midat.jpg | US-United States | Mounts & Racks | Racks |  |  | 0 | Product Color: Black | Product Material: Plexiglas | Product Material: Steel | Compatible Rack Height: 45U | Compatibility: <b>Middle Atlantic Enclosures:</b><br><ul><li>WRK Series</li><li>MRK Series</li><li>VRK Series</li><li>VMRK Series</li><li>ERK Series</li><li>DWR Series</li><li>SR Series</li></ul> | 22.000 x 5.000 x 81.000 | Offered in lightly smoked plexiglass, fully vented, vented plexi, large perforated vented and solid configurations. Beveled corners provide a stylistically modern appearance, while hinging either left or right. Large perf door has 64% open area, regular perf vented doors have 25% open area. Black textured powder coat finish. Includes keylock.
Racks | Middle Atlantic | PFD-45A | 45SP,CURVED PLEXI FR DR | 1152 | 1036.8 | [8 empty] | 656747138478 | Y | 30 | https://assetserver.net/_assets/middle atlantic/1000/pfd45a.jpg |  | https://assetserver.net/_assets/_prop65/shortform cancerandreprod_midat.jpg | US | Mounts & Racks | Racks |  |  | 0 | Product Color: Black | Product Material: Plexiglas | Compatible Rack Height: 45U | Height: 81.7" | Width: 21.9" | 85.000 x 24.000 x 5.000 | Curved plexi front door for striking architectural appearance
Racks | Middle Atlantic | PFD-46 | 46SP PLEXI FRONT DOOR | 1159 | 1043.1 | [8 empty] | 656747068904 | Y | 31 |  |  | https://assetserver.net/_assets/_prop65/shortform cancerandreprod_midat.jpg | MX | Mounts & Racks | Racks |  |  | 0 | [5 empty] | 37.000 x 6.000 x 82.000 | Offered in lightly smoked plexiglass, fully vented, vented plexi, large perforated vented and solid configurations. Beveled corners provide a stylistically modern appearance, while hinging either left or right. Large perf door has 64% open area, regular perf vented doors have 25% open area. Black textured powder coat finish. Includes keylock.
Racks | Middle Atlantic | PFD-54 | PLEXI FRONT DOOR FITS VMRK-54 | 1296 | 1166.4 | [8 empty] | 656747030338 | Y | 70 |  |  | https://assetserver.net/_assets/_prop65/shortform cancerandreprod_midat.jpg | US-United States | Mounts & Racks | Racks |  |  | 0 | Product Color: Black | Limited Warranty: Lifetime |  |  |  | 24.000 x 96.000 x 5.000 | Curved plexi front door for striking architectural appearance
Racks | Middle Atlantic | PFD-8 | 8SP PLEXI FRONT DOOR(EWR),BLACK | 409 | 368.1 | [8 empty] | 656747059759 | Y | 9.75 |  |  | https://assetserver.net/_assets/_prop65/shortform cancerandreprod_midat.jpg | US-United States | Mounts & Racks | Racks |  |  | 0 | Limited Warranty: Lifetime |  |  |  |  | 22.000 x 19.000 x 6.000
Racks | Middle Atlantic | PFD-WMRK-24 | 24SP PLEXI FR DRWITH SWING HANDLE,WMRK,BLACK | 802 | 721.8 | [8 empty] | 656747188794 | Y | 1 |  |  | https://assetserver.net/_assets/_prop65/shortform cancerandreprod_midat.jpg | US-United States | Mounts & Racks | Racks |  |  | 0 | Plexi front door includes keylock | Can be installed to hinge right or left | Black textured powder coat finish
Racks | Middle Atlantic | PFD-WMRK-24LH | 24SP PLEXI FRONT DR LESS HANDLE,WMRK,BLACK | 802 | 721.8 | [8 empty] | 656747188909 | Y | 1 |  |  | https://assetserver.net/_assets/_prop65/shortform cancerandreprod_midat.jpg | US-United States | Mounts & Racks | Racks |  |  | 0 | Product Color: Black Textured Powder Coat | Product Material: Steel | Height: 42.9" | Width: 20" | Depth: 1.2" |  | <p>Steel construction, black finish, with plexi panel and no handle</p> <ul> <li>Plexi front door</li> <li>Supplied without handle; allows use of customer supplied electronic handles</li> <li>25mm x 150mm opening is compatible with most popular handle models</li> <li>Can be installed to hinge right or left</li> <li>Black textured powder coat finish</li> </ul>
Racks | Middle Atlantic | PFD-WMRK-42 | 42SP PLEXI FR DR WITH SWING HANDLE,WMRK,BLACK | 1334 | 1200.6 | [8 empty] | 656747188787 | Y | 30 |  |  | https://assetserver.net/_assets/_prop65/shortform cancerandreprod_midat.jpg | US-United States | Mounts & Racks | Racks |  |  | 0 | [5 empty] | 78.000 x 22.000 x 3.000
Racks | Middle Atlantic | PFD-WMRK-45 | 45SP PLEXI FR DRWITH SWING HANDLE,WMRK,BLACK | 1346 | 1211.4 | [8 empty] | 656747188770 | Y | 32 |  |  | https://assetserver.net/_assets/_prop65/shortform cancerandreprod_midat.jpg | US-United States | Mounts & Racks | Racks |  |  | 0 | Plexi front door | Supplied without handle; allows use of customer supplied electronic handles | 25mm x 150mm opening is compatible with most popular handle models | Can be installed to hinge right or left | Black textured powder coat finish | 86.000 x 22.000 x 4.000 | Steel construction, black finish, with plexi panel and no handle
Racks | Middle Atlantic | PFD-WMRK-45LH | 45SP PLEXI FRONT DR LESS HANDLE,WMRK,BLACK | 1346 | 1211.4 | [8 empty] | 656747188893 | Y | 45 |  |  | https://assetserver.net/_assets/_prop65/shortform cancerandreprod_midat.jpg | US-United States | Mounts & Racks | Racks |  |  | 0 | Plexi front door | Supplied without handle; allows use of customer supplied electronic handles | 25mm x 150mm opening is compatible with most popular handle models | Can be installed to hinge right or left | Black textured powder coat finish | 85.000 x 21.000 x 2.000
Racks | Middle Atlantic | PHBL-1 | 1SP FLAT ALUM BLANK PANEL | 22 | 19.8 | [8 empty] | 656747013041 | Y | 0.3 | https://assetserver.net/_assets/middle atlantic/1000/phbl1.jpg |  | https://assetserver.net/_assets/_prop65/shortform cancerandreprod_midat.jpg | US | Mounts & Racks | Racks |  |  | 0 | Product Color: Black | Limited Warranty: Lifetime |  |  |  | 19.000 x 1.750 x 0.500 | PHBL Series lightweight 11-gauge aluminum design makes every PHBL series blank panel easy to machine. Durable black powder coat finish.
Racks | Middle Atlantic | PHBL1-CP12 | 12PC. PHBL-1 CONTRACT PACK | 214 | 192.6 | [8 empty] | 656747033353 | Y | 5.9 | https://assetserver.net/_assets/middle atlantic/1000/phbl1cp12.jpg |  | https://assetserver.net/_assets/_prop65/shortform cancerandreprod_midat.jpg | MX | Mounts & Racks | Racks |  |  | 0 | Product Color: Black | Height: 1.8" | Width: 19" | Limited Warranty: Lifetime |  | 12.000 x 23.000 x 5.000 | Lightweight aluminum panels finished in a durable flat black powder coat. The aluminum construction makes these panels ideal for machining if needed. Contractor packs are also available, providing a cost effective, space-efficient way to stock the panels you use most frequently. Panels in Contractor packs are individually poly-bagged for protection.
Racks | Middle Atlantic | PHBL-2 | 2SP FLAT ALUM BLANK PANEL | 26 | 23.4 | [8 empty] | 656747013065 | Y | 0.9 | https://assetserver.net/_assets/middle atlantic/1000/phbl2.jpg |  | https://assetserver.net/_assets/_prop65/shortform cancerandreprod_midat.jpg | US | Mounts & Racks | Racks |  |  | 0 | Product Color: Black | Limited Warranty: Lifetime |  |  |  | 19.000 x 3.750 x 0.500 | PHBL Series lightweight 11-gauge aluminum design makes every PHBL series blank panel easy to machine. Durable black powder coat finish.
Racks | Middle Atlantic | PHBL2-CP12 | 12PC. PHBL-2 CONTRACT PACK | 278 | 250.2 | [8 empty] | 656747033360 | Y | 11.29 | https://assetserver.net/_assets/middle atlantic/1000/phbl2cp12.jpg |  | https://assetserver.net/_assets/_prop65/shortform cancerandreprod_midat.jpg | US-United States | Mounts & Racks | Racks |  |  | 0 | Product Color: Black | Height: 3.5" | Width: 19" | Limited Warranty: Lifetime |  | 12.000 x 23.000 x 5.000 | Lightweight aluminum panels finished in a durable flat black powder coat. The aluminum construction makes these panels ideal for machining if needed. Contractor packs are also available, providing a cost effective, space-efficient way to stock the panels you use most frequently. Panels in Contractor packs are individually poly-bagged for protection.
Racks | Middle Atlantic | PHBL-3 | 3SP FLAT ALUM BLANK PANEL | 35 | 31.5 | [8 empty] | 656747013089 | Y | 1.28 | https://assetserver.net/_assets/middle atlantic/1000/phbl3.jpg |  | https://assetserver.net/_assets/_prop65/shortform cancerandreprod_midat.jpg | US-United States | Mounts & Racks | Racks |  |  | 0 | Product Color: Black | Height: 5.3" | Limited Warranty: Lifetime |  |  | 19.000 x 5.000 x 0.500 | PHBL Series lightweight 11-gauge aluminum design makes every PHBL series blank panel easy to machine. Durable black powder coat finish.
Racks | Middle Atlantic | PHBL3-CP6 | 6PC. PHBL-3 CONTRACT PACK | 173 | 155.7 | [8 empty] | 656747033377 | Y | 8.62 |  |  | https://assetserver.net/_assets/_prop65/shortform cancerandreprod_midat.jpg | US-United States | Mounts & Racks | Racks |  |  | 0 | Product Color: Black | Height: 5.3" | Limited Warranty: Lifetime |  |  | 8.000 x 23.000 x 7.000 | <p>These convenient contractor panel packs provide a cost-effective and space-efficient means for installers to stock the panels they most frequently use. Our most popular blank and vented rack panels are available in 1 through 4 space sizes pre-packaged in quantities of 6 and 12 depending on panel size. Designed for convenient access, these contractor panel pack boxes feature a tear-off panel that allows easy access to individual poly-bagged panels and are designed to stack on warehouse shelving.</p>
Racks | Middle Atlantic | PHBL-4 | 4SP FLAT ALUM BLANK PANEL | 45 | 40.5 | [8 empty] | 656747013102 | Y | 1 |  |  | https://assetserver.net/_assets/_prop65/shortform cancerandreprod_midat.jpg | US-United States | Mounts & Racks | Racks |  |  | 0 | Product Color: Black | Height: 7" | Width: 19" | Limited Warranty: Lifetime |  | 19.000 x 7.000 x 0.500 | Choose between lightweight aluminum blank panels that are easily machined or durable steel panels. Contractor and Shop Packs are also available, providing a cost effective, space-efficient way to stock the blank panels you use most frequently. Blank panels in Contractor packs are individually poly-bagged for protection. Choice of flanged, flat or hinged styles, steel or aluminum construction. Sizes from 1/3 RU up to 6 RU blank panels. Choice of flat black powder coat, textured black powder coat, black wrinkle powder coat or black brushed and anodized. Order a single blank panel or a shop pack of 50 panels.
Racks | Middle Atlantic | PHBL4-CP6 | 6PC. PHBL-4 CONTRACT PACK | 233 | 209.7 | [8 empty] | 656747033384 | Y | 11.07 |  |  | https://assetserver.net/_assets/_prop65/shortform cancerandreprod_midat.jpg | US-United States | Mounts & Racks | Racks |  |  | 0 | Product Color: Black | Height: 7" | Limited Warranty: Lifetime |  |  | 8.000 x 23.000 x 7.000 | <p>A flat, lightweight 11-gauge aluminum design makes every PHBL series blank panel easy to machine. Durable black powder coat finish.</p>
Racks | Middle Atlantic | PHCM-1-2 | 1SP(1-3/4")PLASTIC FINGER HORIZONTAL CABLE MANAGER,2"DEEP | 57 | 51.3 | [8 empty] | 656747120503 | Y | 1.25 |  |  | https://assetserver.net/_assets/_prop65/shortform cancerandreprod_midat.jpg | US-United States | Mounts & Racks | Racks |  |  | 0 | Cable Manager Type: Cable Manager | Product Material: Plastic | Rack Height: 1U | Depth: 2" | Compatibility: PCD Series Ducts | 14.000 x 2.000 x 2.000 | <ul> <li>Matches and integrates well with PCD Series Ducts</li> <li>Comes with removable hinged cover</li> <li>Available in single piece and 4 packs</li> </ul>
Racks | Middle Atlantic | PHCM-1-4 | 1SP(1-3/4")PLASTIC FINGER HORIZONTAL CABLE MANAGER,4"DEEP | 61 | 54.9 | [8 empty] | 656747120510 | Y | 1 |  |  | https://assetserver.net/_assets/_prop65/shortform cancerandreprod_midat.jpg | US | Mounts & Racks | Racks |  |  | 0 | Cable Manager Type: Cable Manager | Product Material: Plastic | Rack Height: 1U | Depth: 4" | Compatibility: PCD Series Ducts | 19.000 x 4.750 x 1.750 | <ul><li>Matches and integrates well with PCD Series Ducts</li><li>Comes with removable hinged cover</li><li>Available in single piece and 4 packs</li></ul>
Racks | Middle Atlantic | PHCM-2-3 | 2SP(3-1/2")PLASTIC FINGER HORIZONTAL CABLE MANAGER,3"DEEP | 68 | 61.2 | [8 empty] | 656747123818 | Y | 2 |  |  | https://assetserver.net/_assets/_prop65/shortform cancerandreprod_midat.jpg | US | Mounts & Racks | Racks |  |  | 0 | Cable Manager Type: Cable Manager | Product Material: Plastic | Rack Height: 2U | Depth: 3" | Compatibility: PCD Series Ducts | 19.000 x 3.750 x 3.500 | <ul> <li>Matches and integrates well with PCD Series Ducts</li> <li>Comes with removable hinged cover</li> <li>Available in single piece and 4 packs</li> </ul>
Racks | Middle Atlantic | PIVOT-MMR-10 | PIVOTING BACK PAN FOR 10U MMR SERIES | 293 | 263.7 | [8 empty] | 656747235344 | Y | 28 |  |  | https://assetserver.net/_assets/_prop65/shortform cancerandreprod_midat.jpg | US-United States | Mounts & Racks | Racks |  |  | 0 | Device Supported: Rack | Height: 24.8" | Width: 25.3" | Depth: 8.4" | Compatibility: Middle Atlantic Essex MMR Series Rack | 30.000 x 28.000 x 11.000 | <p>Pivoting backpan enables wall mounting of Essex MMR series racks with access to rear equipment connections for service and upgrade.</p>
Racks | Middle Atlantic | PIVOT-MMR-12 | PIVOTING BACK PAN FOR 12U MMR SERIES | 321 | 288.9 | [8 empty] | 656747235351 | Y | 30 |  | https://assetserver.net/_assets/middle atlantic/pdf/pivotmmr12-spec.pdf | https://assetserver.net/_assets/_prop65/shortform cancerandreprod_midat.jpg | US-United States | Mounts & Racks | Racks |  |  | 0 | Device Supported: Rack | Height: 28.3" | Width: 25.3" | Depth: 8.4" | Compatibility: Middle Atlantic Essex MMR Series Rack | 36.000 x 26.375 x 10.188 | <p>Pivoting backpan enables wall mounting of Essex MMR series racks with access to rear equipment connections for service and upgrade.</p>
Racks | Middle Atlantic | PIVOT-MMR-16 | PIVOTING BACK PAN FOR 16U MMR SERIES | 354 | 318.6 | [8 empty] | 656747235368 | Y | 33 |  | https://assetserver.net/_assets/middle atlantic/pdf/pivotmmr16-spec.pdf | https://assetserver.net/_assets/_prop65/shortform cancerandreprod_midat.jpg | US | Mounts & Racks | Racks |  |  | 0 | Device Supported: Rack | Height: 35.3" | Width: 25.3" | Depth: 8.4" | Compatibility: Middle Atlantic Essex MMR Series Rack | 40.000 x 26.375 x 10.187 | <p>Pivoting backpan enables wall mounting of Essex MMR series racks with access to rear equipment connections for service and upgrade.</p>
Racks | Middle Atlantic | PIVOT-MMR-18 | PIVOTING BACK PAN FOR 18U MMR SERIES | 382 | 343.8 | [8 empty] | 656747235375 | Y | 36 |  | https://assetserver.net/_assets/middle atlantic/pdf/pivotmmr18-spec.pdf | https://assetserver.net/_assets/_prop65/shortform cancerandreprod_midat.jpg | US-United States | Mounts & Racks | Racks |  |  | 0 | Device Supported: Rack | Height: 38.8" | Width: 25.3" | Depth: 8.4" | Compatibility: Middle Atlantic Essex MMR Series Rack | 42.000 x 23.375 x 10.187 | <p>Pivoting backpan enables wall mounting of Essex MMR series racks with access to rear equipment connections for service and upgrade.</p>
Racks | Middle Atlantic | PNL-CLN | MICRO FIBER CLOTH | 23 | 20.7 | [8 empty] | 656747076619 | Y | 0.1 |  |  | https://assetserver.net/_assets/_prop65/shortform cancerandreprod_midat.jpg | US-United States | Mounts & Racks | Racks |  |  | 0 | Reusable microfiber cloths are non-abrasive and lint free | Appropriate for panels, drawers, and RSH series faces |  |  |  | 3.000 x 3.000 x 1.000 | <p>Reusable micro fiber cleaning cloths are non-abrasive and lint free to keep anodized and other finishes on panels, drawers, RSH Series custom rackshelves.</p>
Racks | Middle Atlantic | PPM-2 | 2SP PIVOTING PNL MNT 6DP | 162 | 145.8 | [8 empty] | 656747013263 | Y | 7.56 | https://assetserver.net/_assets/middle atlantic/1000/ppm2.jpg |  | https://assetserver.net/_assets/_prop65/shortform cancerandreprod_midat.jpg | US-United States | Mounts & Racks | Racks |  |  | 0 | Application/Usage: Patch Panel | Form Factor: Wall Mountable | Product Color: Black Powder Coat | Product Material: Steel | Maximum Weight Capacity: 20 lb | 14.000 x 23.000 x 7.000 | PPM-2</b><br /> Pivoting Panel Mount enclosures provide fast, easy rear access to patch panels and network equipment to. Innovative design has a 90&deg; positive stop to facilitate punching down while fully open. Rugged steel construction; rack screws and hook-and-loop fasteners are included.
Racks | Middle Atlantic | PPM-4 | 4SP PIVOTING PNL MNT 6DP | 187 | 168.3 | [8 empty] | 656747013270 | Y | 10.43 |  |  | https://assetserver.net/_assets/_prop65/shortform cancerandreprod_midat.jpg | US-United States | Mounts & Racks | Racks |  |  | 0 | Product Color: Black | Product Material: Steel | Compatible Rack Height: 4U | Height: 9.3" | Width: 19.7" | 14.000 x 23.000 x 7.000
Racks | Middle Atlantic | PPM-6 | 6SP PIVOTING PNL MNT 6DP | 200 | 180 | [8 empty] | 656747013287 | Y | 11.6 |  |  | https://assetserver.net/_assets/_prop65/shortform cancerandreprod_midat.jpg | US | Mounts & Racks | Racks |  |  | 0 | Easy rear access provided by swinging rails down | Innovative "positive stop" design facilitates punching down while fully open, opens 90&deg; | Available with a backless design to mount over wall obstructions (PPM-6-16OB only) | Abundant tie points for cable management | Available in 6", 12", 16", and 18" depths | 14.000 x 23.000 x 7.000 | <p>Pivoting Panel Mount enclosures provide fast, easy rear access to patch panels and network equipment to. Innovative design has a 90&deg; positive stop to facilitate punching down while fully open. Rugged steel construction; rack screws and hook-and-loop fasteners are included.</p> <ul> <li>Unique design allows punching down while fully open</li> <li>Abundant internal tie points for cable management</li> <li>Standard 10-32 threaded rackrail</li> <li>Includes hook and loop cable fasteners</li> <li>Includes rack screws</li> <li>Optional security covers and doors available</li> </ul>
Racks | Middle Atlantic | PPM-6-12 | 6SP PIVOTING PNL MNT 12DP | 324 | 291.6 | [8 empty] | 656747013294 | Y | 18.95 |  |  | https://assetserver.net/_assets/_prop65/shortform cancerandreprod_midat.jpg | US-United States | Mounts & Racks | Racks |  |  | 0 | Application/Usage: Patch Panel | Form Factor: Wall Mountable | Product Color: Black Powder Coat | Product Material: Steel | Maximum Weight Capacity: 40 lb | 14.000 x 23.000 x 14.000 | <b>PPM-6-12</b><br />Pivoting Panel Mount enclosures provide fast, easy rear access to patch panels and network equipment to. Innovative design has a 90&deg; positive stop to facilitate punching down while fully open. Rugged steel construction; rack screws and hook-and-loop fasteners are included.
Racks | Middle Atlantic | PPM-8-12 | 8SP PIVOTING PNL MNT 12DP | 349 | 314.1 | [8 empty] | 656747013317 | Y | 20.68 | https://assetserver.net/_assets/middle atlantic/1000/ppm812.jpg |  | https://assetserver.net/_assets/_prop65/shortform cancerandreprod_midat.jpg | US-United States | Mounts & Racks | Racks |  |  | 0 | Abundant internal tie points for cable management | Standard 10-32 threaded rackrail | Includes hook and loop cable fasteners | Includes rack screws | Optional security covers and doors available | 18.000 x 23.000 x 14.000 | Pivoting Panel Mount enclosures provide fast, easy rear access to patch panels and network equipment to. Innovative design has a 90° positive stop to facilitate punching down while fully open. Rugged steel construction; rack screws and hook-and-loop fasteners are included.
Racks | Middle Atlantic | PPM-8-18 | 8SP PIVOTING PNL MNT, 18DP | 400 | 360 | [8 empty] | 656747013355 | Y | 25.6 | https://assetserver.net/_assets/middle atlantic/1000/ppm818.jpg |  | https://assetserver.net/_assets/_prop65/shortform cancerandreprod_midat.jpg | US-United States | Mounts & Racks | Racks |  |  | 0 | [5 empty] | 19.000 x 23.000 x 21.000 | EIA compliant 19-inch wall mount pivoting panel mount shall be Middle Atlantic Products model#PPM- (refer to chart). Useable height shall be rackspaces and useable depth shall be (refer to chart). PPM shall have a weight capacity of lbs (refer to chart). Rack shall be 16-gauge steel, phosphate pre-treated with a durable black powder coat. Rackrail shall be 11-gauge steel with tapped 10-32 holes in universal EIA spacing. Pivoting panel mount shall feature pivoting design for easy rear access to equipment, and a positive stop on pivot to allow punching down while fully open, as well as abundant cable tie points to facilitate wire management. PPM shall be RoHS EU Directive 2002/95/EC Compliant. PPM shall be warranted to be free from defects in material and workmanship under normal use and conditions for the lifetime of this product.
Racks | Middle Atlantic | PPM-DO6 | 6SP PPM FRONT DOOR | 191 | 171.9 | [8 empty] | 656747013379 | Y | 11 |  |  | https://assetserver.net/_assets/_prop65/shortform cancerandreprod_midat.jpg | US-United States | Mounts & Racks | Racks |  |  | 0 | Product Color: Black | Product Material: Steel | Height: 13.3" | Width: 20.3" | Compatibility: Middle Atlantic PPM-6-12K security kit | 21.000 x 14.000 x 5.000
Racks | Middle Atlantic | PPM-DO8 | 8SP PPM FRONT DOOR | 225 | 202.5 | [8 empty] | 656747013386 | Y | 16.35 |  |  | https://assetserver.net/_assets/_prop65/shortform cancerandreprod_midat.jpg | US-United States | Mounts & Racks | Racks |  |  | 0 | [5 empty] | 24.000 x 28.000 x 10.000
Racks | Middle Atlantic | PPM-LID12 | LID,FITS 12DP PPM'S | 126 | 113.4 | [8 empty] | 656747013393 | Y | 6.08 |  |  | https://assetserver.net/_assets/_prop65/shortform cancerandreprod_midat.jpg | US-United States | Mounts & Racks | Racks |  |  | 0 | [5 empty] | 19.000 x 22.000 x 3.000 | Increases security and reduces potential for dust and debris
Racks | Middle Atlantic | PPM-LID16 | LID,FITS 16DP PPM | 143 | 128.7 | [8 empty] | 656747114472 | Y | 7.71 |  |  | https://assetserver.net/_assets/_prop65/shortform cancerandreprod_midat.jpg | US-United States | Mounts & Racks | Racks |  |  | 0 | [5 empty] | 22.750 x 16.500 x 5.250
Racks | Middle Atlantic | PPM-LID18 | LID,FITS 18DP PPM'S | 164 | 147.6 | [8 empty] | 656747013409 | Y | 8.35 |  |  | https://assetserver.net/_assets/_prop65/shortform cancerandreprod_midat.jpg | US-United States | Mounts & Racks | Racks |  |  | 0 | Product Color: Black | Application/Usage: Commercial | Application/Usage: Furniture | Application/Usage: Rack | Compatibility: <p>Middle Atlantic PPM-8-18 8-Space 18" Deep Hinged Panel Mount</p> <p></p> | 22.000 x 18.000 x 2.000
Racks | Middle Atlantic | PROGRK-RR40 | 40SP GRK ADD'L PROLIENT RAIL(PAIR) | 220 | 198 | [8 empty] | 656747266584 | Y | 7.02 |  |  | https://assetserver.net/_assets/_prop65/shortform cancerandreprod_midat.jpg | US-United States | Mounts & Racks | Racks |  |  | 0 | Form Factor: Rack-mountable | Length: 70" | Rack Height: 40U | Environmentally Friendly: Yes | Environmental Certification: GREENGUARD | 66.000 x 4.000 x 3.000 | <p>Pair 40 Space (70") Cage-Nut Style Rackrail. Fits GRK Series Racks</p>
Racks | Middle Atlantic | PROGRK-RR44 | 44SP GRK ADD'L PROLIENT RAIL(PAIR) | 244 | 219.6 | [8 empty] | 656747199325 | Y | 7.72 |  |  | https://assetserver.net/_assets/_prop65/shortform cancerandreprod_midat.jpg | US-United States | Mounts & Racks | Racks |  |  | 0 | Form Factor: Rack-mountable | Length: 77" | Rack Height: 44U | Environmentally Friendly: Yes | Environmental Certification: GREENGUARD | 66.000 x 4.000 x 3.000 | <p>Pair 44 Space (77") Cage-Nut Style Rackrail, Fits GRK Series Racks</p>
Racks | Middle Atlantic | PROGRK-RR48 | 48SP GRK ADD'L PROLIENT RAIL(PAIR) | 258 | 232.2 | [8 empty] | 656747266577 | Y | 8.47 |  |  | https://assetserver.net/_assets/_prop65/shortform cancerandreprod_midat.jpg | US-United States | Mounts & Racks | Racks |  |  | 0 | Form Factor: Rack-mountable | Length: 84" | Rack Height: 48U | Environmentally Friendly: Yes | Environmental Certification: GREENGUARD | 66.000 x 4.000 x 3.000 | <p>Pair 48 Space (84") Cage-Nut Style Rackrail. Fits GRK Series Racks</p>
Racks | Middle Atlantic | PROGRK-RR52 | 52SP GRK ADD'L PROLIENT RAIL(PAIR) | 289 | 260.1 | [8 empty] | 656747082719 | Y | 9.19 |  |  | https://assetserver.net/_assets/_prop65/shortform cancerandreprod_midat.jpg | US-United States | Mounts & Racks | Racks |  |  | 0 | [5 empty] | 66.000 x 4.000 x 3.000
Racks | Middle Atlantic | PROMRK-RR24 | PAIR 24SP MRK PROLIANT RAIL | 195 | 175.5 | [8 empty] | 656747040498 | Y | 6.63 |  |  | https://assetserver.net/_assets/_prop65/shortform cancerandreprod_midat.jpg | US-United States | Mounts & Racks | Racks |  |  | 0 | Additional rackrail is heavy-gauge, cage nut style | Sold in pairs | Includes mounting hardware |  |  | 47.000 x 4.000 x 4.000
Racks | Middle Atlantic | PROMRK-RR37 | PAIR 37SP MRK PROLIANT RAIL | 212 | 190.8 | [8 empty] | 656747040504 | Y | 7 |  |  | https://assetserver.net/_assets/_prop65/shortform cancerandreprod_midat.jpg | US-United States | Mounts & Racks | Racks |  |  | 0 | Additional rackrail is heavy-gauge, cage nut style | Sold in pairs | Includes mounting hardware |  |  | 66.000 x 4.000 x 4.000
Racks | Middle Atlantic | PROMRK-RR40 | PAIR 40SP MRK PROLIANT RAIL | 227 | 204.3 | [8 empty] | 656747040511 | Y | 11 |  |  | https://assetserver.net/_assets/_prop65/shortform cancerandreprod_midat.jpg | US-United States | Mounts & Racks | Racks |  |  | 0 | Product Color: Black | Product Material: Steel | Compatibility: <p>Middle Atlantic MRK Series Racks</p> | Limited Warranty: Lifetime |  | 74.000 x 4.000 x 4.000
Racks | Middle Atlantic | PROMRK-RR44 | PAIR 44SP MRK PROLIANT RAIL | 250 | 225 | [8 empty] | 656747034183 | Y | 9 |  |  | https://assetserver.net/_assets/_prop65/shortform cancerandreprod_midat.jpg | US | Mounts & Racks | Racks |  |  | 0 | [5 empty] | 83.000 x 4.000 x 4.000 | pair 44 space cage nut style rackrail for MRK Series racks.
Racks | Middle Atlantic | PROR4CN-RR45 | PAIR OF 45SP CAGENUT SPLIT RAIL | 289 | 260.1 | [8 empty] | 656747094620 | Y | 6.4 |  |  | https://assetserver.net/_assets/_prop65/shortform cancerandreprod_midat.jpg | US-United States | Mounts & Racks | Racks |  |  | 0 | Additional rackrail is heavy-gauge, cage nut style | Sold in pairs | Includes mounting hardware |  |  | 42.000 x 4.000 x 2.000
Racks | Middle Atlantic | PROR4CN-RR51 | PAIR OF 51SP CAGENUT SPLIT RAIL | 318 | 286.2 | [8 empty] | 656747094637 | Y | 7.1 |  |  | https://assetserver.net/_assets/_prop65/shortform cancerandreprod_midat.jpg | US-United States | Mounts & Racks | Racks |  |  | 0 | Additional rackrail is heavy-gauge, cage nut style | Sold in pairs | Includes mounting hardware |  |  | 46.000 x 4.000 x 2.000 | <p>Heavy-gauge cage nut style, sold as a pair</p>
Racks | Middle Atlantic | PROR4CN-ZRA45 | 45SP R4CN ZRAIL ADAPTOR KIT | 261 | 234.9 | [8 empty] | 656747095290 | Y | 6.9 |  | https://assetserver.net/_assets/middle atlantic/pdf/pror4cnzra45-spec.pdf | https://assetserver.net/_assets/_prop65/shortform cancerandreprod_midat.jpg | US-United States | Mounts & Racks | Racks |  |  | 0 | Converts standard rackrail to "Z" style | Supports side mounted applications | Sold in pairs
Racks | Middle Atlantic | PROR4CN-ZRA51 | 51SP R4CN ZRAIL ADAPTOR KIT | 305 | 274.5 | [8 empty] | 656747095306 | Y | 7.9 |  | https://assetserver.net/_assets/middle atlantic/pdf/pror4cnzra51-spec.pdf | https://assetserver.net/_assets/_prop65/shortform cancerandreprod_midat.jpg | US-United States | Mounts & Racks | Racks |  |  | 0 | Converts standard rackrail to "Z" style | Supports side mounted applications | Sold in pairs
Racks | Middle Atlantic | PROWMRK-RR24 | PR 24SP CAGENUT RACK RAIL WMRK | 263 | 236.7 | [8 empty] | 656747095313 | Y | 13 |  |  | https://assetserver.net/_assets/_prop65/shortform cancerandreprod_midat.jpg | US-United States | Mounts & Racks | Racks |  |  | 0 | Device Supported: Rack | Product Color: Black | Product Material: Steel | Compatibility: 24U WMRK Series Racks |  | 47.000 x 5.000 x 5.000 | Pair 24 space cage nut style rackrail for WMRK Series racks.
Racks | Middle Atlantic | PROWMRK-RR42 | PR 42SP CAGENUT RACK RAIL WMRK | 340 | 306 | [8 empty] | 656747095320 | Y | 16.1 |  |  | https://assetserver.net/_assets/_prop65/shortform cancerandreprod_midat.jpg | US-United States | Mounts & Racks | Racks |  |  | 0 | Color Family: Black | Product Color: Black | Product Material: Steel | Rack Height: 42U | Limited Warranty: Lifetime | 83.000 x 5.000 x 5.000
Racks | Middle Atlantic | PROWMRK-RR45 | PR 45SP CAGENUT RACKRAIL WMRK | 344 | 309.6 | [8 empty] | 656747099854 | Y | 28 |  |  | https://assetserver.net/_assets/_prop65/shortform cancerandreprod_midat.jpg | US-United States | Mounts & Racks | Racks |  |  | 0 | Additional rackrail is heavyÂ­gauge, cage nut style | Sold in pairs | Includes mounting hardware |  |  | 29.500 x 2.000 x 3.500
Racks | Middle Atlantic | PROWMRK-ZRA-24 | 24SP WMRK ZRAIL ADAPTOR KIT | 250 | 225 | [8 empty] | 656747095337 | Y | 17 |  | https://assetserver.net/_assets/middle atlantic/pdf/prowmrkzra24-spec.pdf | https://assetserver.net/_assets/_prop65/shortform cancerandreprod_midat.jpg | US-United States | Mounts & Racks | Racks |  |  | 0 | Converts standard rackrail to "Z" style | Supports side mounted applications | Sold in pairs |  |  | 46.000 x 5.500 x 5.500 | <p>Cage nut Z-Rail adaptors, converts standard rail to "Z" style for side mounts</p>
Racks | Middle Atlantic | PROWMRK-ZRA-42 | 42SP WMRK ZRAIL ADAPTOR KIT | 324 | 291.6 | [8 empty] | 656747095344 | Y | 17 |  |  | https://assetserver.net/_assets/_prop65/shortform cancerandreprod_midat.jpg | US-United States | Mounts & Racks | Racks |  |  | 0 | Converts standard rackrail to "Z" style | Supports side mounted applications | Sold in pairs |  |  | 79.000 x 5.000 x 5.000
Racks | Middle Atlantic | PROWMRK-ZRA-45 | 45SP WMRK ZRAIL ADAPTOR KIT | 324 | 291.6 | [8 empty] | 656747099861 | Y | 17 |  |  | https://assetserver.net/_assets/_prop65/shortform cancerandreprod_midat.jpg | US-United States | Mounts & Racks | Racks |  |  | 0 | Converts standard rackrail to "Z" style | Supports side mounted applications | Sold in pairs |  |  | 79.500 x 5.500 x 5.500 | <p>Cage nut Z-Rail adaptors, converts standard rail to "Z" style for side mounts</p>
Racks | Middle Atlantic | PROWRK-RR24 | PAIR 24SP WRK PROLIANT RAIL | 301 | 270.9 | [8 empty] | 656747040528 | Y | 13 |  | https://assetserver.net/_assets/middle atlantic/pdf/prowrkrr24-spec.pdf | https://assetserver.net/_assets/_prop65/shortform cancerandreprod_midat.jpg | US-United States | Mounts & Racks | Racks |  |  | 0 | [5 empty] | 47.000 x 5.000 x 5.000
Racks | Middle Atlantic | PROWRK-RR37 | PAIR 37SP WRK PROLIANT RAIL | 306 | 275.4 | [8 empty] | 656747040535 | Y | 20 |  |  | https://assetserver.net/_assets/_prop65/shortform cancerandreprod_midat.jpg | US-United States | Mounts & Racks | Racks |  |  | 0 | Compatibility: <p>WRK Series Rack</p> | Limited Warranty: Lifetime |  |  |  | 70.000 x 5.000 x 5.000
Racks | Middle Atlantic | PROWRK-RR40 | PAIR 40SP WRK PROLIANT RAIL | 334 | 300.6 | [8 empty] | 656747040542 | Y | 23 |  |  | https://assetserver.net/_assets/_prop65/shortform cancerandreprod_midat.jpg | US-United States | Mounts & Racks | Racks |  |  | 0 | Compatibility: <p>WRK Series Rack</p> | Limited Warranty: Lifetime |  |  |  | 74.000 x 5.000 x 5.000
Racks | Middle Atlantic | PROWRK-RR44 | PAIR 44SP WRK PROLIANT RAIL | 356 | 320.4 | [8 empty] | 656747033582 | Y | 26.05 |  | https://assetserver.net/_assets/middle atlantic/pdf/prowrkrr44-spec.pdf | https://assetserver.net/_assets/_prop65/shortform cancerandreprod_midat.jpg | US-United States | Mounts & Racks | Racks |  |  | 0 | [5 empty] | 83.000 x 5.000 x 5.000
Racks | Middle Atlantic | PS2/USB-4C | 4PACK, PS2/USB CORDS | 292 | 262.8 | [8 empty] | 656747103902 | Y | 3 |  |  | https://assetserver.net/_assets/_prop65/shortform cancerandreprod_midat.jpg | TW-Taiwan | Mounts & Racks | Racks |  |  | 0 | Connector Type on First End: USB | Connector on First End Details: USB | Connector Type on Second End: Mini-DIN (PS/2) | Connector Type on Second End: DB-15 | Connector on Second End Details: Mini-DIN (PS/2) | 8.000 x 8.000 x 8.000
Racks | Middle Atlantic | PSDR-12 | 12SP PLEXI SPLIT SECURITY DOOR | 398 | 358.2 | [8 empty] | 656747030468 | Y | 11.6 |  |  | https://assetserver.net/_assets/_prop65/shortform cancerandreprod_midat.jpg | US-United States | Mounts & Racks | Racks |  |  | 0 | Color Family: Black | Product Color: Black | Product Material: Steel | Product Material: Plexiglas | Compatible Rack Height: 12U | 22.000 x 25.000 x 5.000 | Our keylocked steel security doors allow front access to a select portion of rackmount equipment and are available in plexiglass, vented, and solid steel styles. Mount equipment which needs to be secured behind the solid door to keep unauthorized users from tampering. Keep equipment which needs to be client accessed in the open portion of the rack. Works as a full door on our RK/BRK series racks as well.
Racks | Middle Atlantic | PSDR-16 | 16SP PLEXI SPLIT SECURITY DOOR | 440 | 396 | [8 empty] | 656747030475 | Y | 14.34 |  |  | https://assetserver.net/_assets/_prop65/shortform cancerandreprod_midat.jpg | US-United States | Mounts & Racks | Racks |  |  | 0 | Product Color: Black | Product Material: Steel | Compatible Rack Height: 16U | Height: 28" | Compatibility: <p><b>Middle Atlantic Laminate Racks:</b></p><ul><li>RK</li><li>BRK</li></ul> | 22.000 x 32.000 x 5.000 | Our keylocked steel security doors allow front access to a select portion of rackmount equipment and are available in plexiglass, vented, and solid steel styles. Mount equipment which needs to be secured behind the solid door to keep unauthorized users from tampering. Keep equipment which needs to be client accessed in the open portion of the rack. Works as a full door on our RK/BRK series racks as well.
Racks | Middle Atlantic | PSDR-20 | 20SP PLEXI SPLIT SECURITY DOOR | 537 | 483.3 | [8 empty] | 656747030482 | Y | 16.17 |  |  | https://assetserver.net/_assets/_prop65/shortform cancerandreprod_midat.jpg | US-United States | Mounts & Racks | Racks |  |  | 0 | Product Color: Black | Product Material: Steel | Product Material: Plexiglas | Compatible Rack Height: 20U | Height: 35" | 22.000 x 40.000 x 5.000 | Our keylocked steel security doors allow front access to a select portion of rackmount equipment and are available in plexiglass, vented, and solid steel styles. Mount equipment which needs to be secured behind the solid door to keep unauthorized users from tampering. Keep equipment which needs to be client accessed in the open portion of the rack. Works as a full door on our RK/BRK series racks as well.
Racks | Middle Atlantic | PSDR-8 | 8SP PLEXI SPLIT SECURITY DOOR | 366 | 329.4 | [8 empty] | 656747030451 | Y | 8.98 |  |  | https://assetserver.net/_assets/_prop65/shortform cancerandreprod_midat.jpg | US-United States | Mounts & Racks | Racks |  |  | 0 | Product Color: Black | Product Material: Steel | Compatible Rack Height: 8U | Height: 14" | Compatibility: <p><b>Middle Atlantic Laminate Racks:</b></p><ul><li>RK</li><li>BRK</li></ul> | 22.000 x 18.000 x 5.000 | Our keylocked steel security doors allow front access to a select portion of rackmount equipment and are available in plexiglass, vented, and solid steel styles. Mount equipment which needs to be secured behind the solid door to keep unauthorized users from tampering. Keep equipment which needs to be client accessed in the open portion of the rack. Works as a full door on our RK/BRK series racks as well.
Racks | Middle Atlantic | PTRK-14 | PORTABLE RACK 14SP | 1272 | 1144.8 | [8 empty] | 656747013584 | N | 110 | https://assetserver.net/_assets/middle atlantic/1000/ptrk14.jpg |  | https://assetserver.net/_assets/_prop65/shortform cancerandreprod_midat.jpg | US | Mounts & Racks | Racks |  |  | 0 | Product Color: Black | Product Material: Steel | Height: 33.7" | Width: 22.6" | Depth: 23" | 26.000 x 26.000 x 35.000
Racks | Middle Atlantic | PTRK-1426 | PORTABLE RACK,14SP,26"DP | 1402 | 1261.8 | [8 empty] | 656747071409 | Y | 115 |  |  | https://assetserver.net/_assets/_prop65/shortform cancerandreprod_midat.jpg | MX | Mounts & Racks | Racks |  |  | 0 | Application/Usage: Equipment | Ventilation: Yes | Features: Rugged | Features: Cable Management | Features: Key Lock | 30.000 x 27.000 x 35.000 | Specify a PTRK series rack when rugged portability is essential. Smooth rolling 4in casters, advanced cable management and secure doors make this rack ideal for serving a variety of applications. Fully welded steel construction for strength. Spring-loaded recessed side handles for rack transport. Key locked front and rear doors standard for security. Side panels are vented for passive thermal management. Rear door accept fans. Slots in bottom of rack for cable strain relief and securing equipment. Standard front adjustable 10-32 threaded rack rail. Includes heavy-duty commercial grade locking casters.
Racks | Middle Atlantic | PTRK-1426MDK | PTRK-1426 W/PLEXI DR,LAM.TOP | 2509 | 2258.1 | [8 empty] | 656747071430 | Y | 124 |  |  | https://assetserver.net/_assets/_prop65/shortform cancerandreprod_midat.jpg | US-United States | Mounts & Racks | Racks |  |  | 0 | Product Color: Black | Product Material: Steel | Maximum Weight Capacity: 500 lb | Height: 34.8" | Width: 22.6" | 24.000 x 27.000 x 36.000 | Specify a PTRK series rack when rugged portability is essential. Smooth rolling 4in casters, advanced cable management and secure doors make this rack ideal for serving a variety of applications. Fully welded steel construction for strength. Spring-loaded recessed side handles for rack transport. Key locked front and rear doors standard for security. Side panels are vented for passive thermal management. Rear door accept fans. Slots in bottom of rack for cable strain relief and securing equipment. Standard front adjustable 10-32 threaded rack rail. Includes heavy-duty commercial grade locking casters. Includes a wood laminate top.
Racks | Middle Atlantic | PTRK-14MDK | PTRK-14 WITH PLEXI DOOR AND LAMINATE TOP | 2147 | 1932.3 | [8 empty] | 656747051913 | N | 142.78 |  |  | https://assetserver.net/_assets/_prop65/shortform cancerandreprod_midat.jpg | US-United States | Mounts & Racks | Racks |  |  | 0 | Product Color: Black | Product Material: Steel | Maximum Weight Capacity: 500 lb | Height: 34.8" | Width: 22.6" | 27.000 x 27.000 x 36.500 | Specify a PTRK series rack when rugged portability is essential. Smooth rolling 4in casters, advanced cable management and secure doors make this rack ideal for serving a variety of applications. Fully welded steel construction for strength. Spring-loaded recessed side handles for rack transport. Key locked front and rear doors standard for security. Side panels are vented for passive thermal management. Rear door accept fans. Slots in bottom of rack for cable strain relief and securing equipment. Standard front adjustable 10-32 threaded rack rail. Includes heavy-duty commercial grade locking casters. Includes a wood laminate top.
Racks | Middle Atlantic | PTRK-21 | PORTABLE RACK 21SP | 1340 | 1206 | [8 empty] | 656747013591 | N | 133.56 |  |  | https://assetserver.net/_assets/_prop65/shortform cancerandreprod_midat.jpg | US-United States | Mounts & Racks | Racks |  |  | 0 | Color Family: Black | Product Color: Black | Product Material: Steel | Maximum Weight Capacity: 500 lb | Height: 46" | 27.000 x 27.000 x 47.000 | Specify a PTRK series 4-post rack when rugged portability is essential. Smooth rolling 4in casters, advanced cable management and secure doors make this rack ideal for serving a variety of applications. This floor standing rack has fully welded steel construction for strength. Spring-loaded recessed side handles for rack transport. Key locked front and rear doors standard for security. Side panels are vented for passive thermal management. Rear door accept fans. Slots in bottom of rack for cable strain relief and securing equipment. Standard front adjustable 10-32 threaded rack rail. Includes heavy-duty commercial grade locking casters.
Racks | Middle Atlantic | PTRK-2126 | PORTABLE RACK,21SP,26"DP | 1554 | 1398.6 | [8 empty] | 656747071416 | N | 119 | https://assetserver.net/_assets/middle atlantic/1000/ptrk2126.jpg |  | https://assetserver.net/_assets/_prop65/shortform cancerandreprod_midat.jpg | MX | Mounts & Racks | Racks |  |  | 0 | [5 empty] | 30.000 x 27.000 x 47.000
Racks | Middle Atlantic | PTRK-2126MDK | PTRK-2126 W/PLEXI DR,LAM.TOP | 2708 | 2437.2 | [8 empty] | 656747071447 | N | 151.6 | https://assetserver.net/_assets/middle atlantic/1000/ptrk2126mdk.jpg |  | https://assetserver.net/_assets/_prop65/shortform cancerandreprod_midat.jpg | US | Mounts & Racks | Racks |  |  | 0 | Spring-loaded recessed side handles for rack transport | Keylocked front and rear doors standard for security | Side panels are vented for passive thermal management | Laser knockouts on rear door accept fans | Slots in bottom of rack for cable strain relief and securing equipment | 30.000 x 27.000 x 47.000 | Specify a PTRK series rack when rugged portability is essential. Smooth rolling 4” casters, advanced cable management and secure doors make this rack ideal for serving a variety of applications.
Racks | Middle Atlantic | PTRK-21MDK | PTRK-21 WITH PLEXI DOOR AND LAMINATE TOP | 2321 | 2088.9 | [8 empty] | 656747051920 | N | 170.38 | https://assetserver.net/_assets/middle atlantic/1000/ptrk21mdk.jpg |  | https://assetserver.net/_assets/_prop65/shortform cancerandreprod_midat.jpg | US-United States | Mounts & Racks | Racks |  |  | 0 | Product Color: Graphite | Product Color: Black | Product Material: Steel | Product Material: Plexiglas | Maximum Weight Capacity: 500 lb | 26.500 x 25.000 x 42.000 | Specify a PTRK series rack when rugged portability is essential. Smooth rolling 4” casters, advanced cable management and secure doors make this rack ideal for serving a variety of applications.
Racks | Middle Atlantic | PTRK-2726 | PORTABLE RACK,27SP,26"DP | 1702 | 1531.8 | [8 empty] | 656747071423 | N | 125.9 | https://assetserver.net/_assets/middle atlantic/1000/ptrk2726.jpg |  | https://assetserver.net/_assets/_prop65/shortform cancerandreprod_midat.jpg | US | Mounts & Racks | Racks |  |  | 0 | Product Material: Steel | Maximum Weight Capacity: 500 lb | Height: 56.5" | Depth: 26" | Rack Height: 27U | 23.000 x 28.000 x 58.000 | Specify a PTRK series rack when rugged portability is essential. Smooth rolling 4” casters, advanced cable management and secure doors make this rack ideal for serving a variety of applications.
Racks | Middle Atlantic | PTRK-2726MDK | PTRK-2726 W/PLEXI DR,LAM.TOP | 2931 | 2637.9 | [8 empty] | 656747071454 | Y | 185.82 | https://assetserver.net/_assets/middle atlantic/1000/ptrk2726mdk.jpg |  | https://assetserver.net/_assets/_prop65/shortform cancerandreprod_midat.jpg | US-United States | Mounts & Racks | Racks |  |  | 0 | Fully welded steel construction for strength | Spring-loaded recessed side handles for rack transport | Keylocked front and rear doors standard for security | Side panels are vented for passive thermal management | Laser knockouts on rear door accept fans | 30.000 x 27.000 x 58.000 | Specify a PTRK series rack when rugged portability is essential. Smooth rolling 4” casters, advanced cable management and secure doors make this rack ideal for serving a variety of applications.
Racks | Middle Atlantic | PTRK-RR14 | REAR RAIL KIT FOR PTRK-14 | 73 | 65.7 | [8 empty] | 656747013607 | Y | 4.01 | https://assetserver.net/_assets/middle atlantic/1000/ptrkrr14.jpg |  | https://assetserver.net/_assets/_prop65/shortform cancerandreprod_midat.jpg | US-United States | Mounts & Racks | Racks |  |  | 0 | Compatibility: <p>Middle Atlantic PTRK Series Portable Racks</p> | Limited Warranty: Lifetime |  |  |  | 25.500 x 3.750 x 1.750 | Heavy-gauge 10-32 threaded rackrail, sold in pairs
Racks | Middle Atlantic | PTRK-RR27 | REAR RAIL KIT FOR PTRK-27XX | 117 | 105.3 | [8 empty] | 656747072864 | Y | 6.7 |  |  | https://assetserver.net/_assets/_prop65/shortform cancerandreprod_midat.jpg | US-United States | Mounts & Racks | Racks |  |  | 0 | Compatibility: <p>Middle Atlantic PTRK Series Portable Rack</p> | Limited Warranty: Lifetime |  |  |  | 5.000 x 4.000 x 52.000 | The PTRK-RR27 is a pair of heavy-gauge 10-32 threaded rack rails designed to provide strong and reliable support for equipment mounting in 19-inch racks. The rack rails are constructed with high-quality materials, ensuring durability and strength. The PTRK-RR27 is sold in pairs, making it easy to purchase and install. With its threaded design, the PTRK-RR27 makes it easy to mount equipment in a secure and stable manner.
Racks | Middle Atlantic | PVFD-44 | 44SP VENT/PLEXI FRONTDR UNIV | 1426 | 1283.4 | [8 empty] | 656747041334 | Y | 34 |  |  | https://assetserver.net/_assets/_prop65/shortform cancerandreprod_midat.jpg | US-United States | Mounts & Racks | Racks |  |  | 0 | [5 empty] | 6.000 x 25.000 x 85.500 | Offered in lightly smoked plexiglass, fully vented, vented plexi, large perforated vented and solid configurations. Beveled corners provide a stylistically modern appearance, while hinging either left or right. Large perf door has 64% open area, regular perf vented doors have 25% open area. Black textured powder coat finish. Includes keylock.
Racks | Middle Atlantic | QBP-2 | QUIET 2 BLOWER PANEL, 1SP BL | 646 | 581.4 | [8 empty] | 656747182228 | Y | 5.2 |  |  | https://assetserver.net/_assets/_prop65/shortform cancerandreprod_midat.jpg | CN-China | Mounts & Racks | Racks |  |  | 0 | Cooler Type: Air Cooler | Maximum Air Flow: 100 CFM | Application/Usage: IT | Input Voltage: 12 V DC | Input Current: 840 mA | 21.000 x 15.000 x 3.000 | <p>EIA compliant 19" Quiet Blower Panel shall be Middle Atlantic Products model # QBP-2. Quiet Blower panel shall be finished in a durable black powder coat and shall occupy 1 rackspace. QBP Series Blower panel shall activate at 87&deg;F (30.5&deg;C), reach full speed at 95&deg;F (35&deg;C) and switch off at 85&deg;F (29.4&deg;C). Quiet Blower panel shall displace 100 CFM with a maximum decibel level of 31 dB (measurements made 1 meter from source, centered horizontally and vertically). QBP shall meet applicable requirements under the Low Voltage Directive 2006/95/EC and EMC Directive 2004/108/EC. Quiet Blower panel shall be manufactured by an ISO 9001 and ISO 14001 registered company. Quiet Blower panel shall be warrantied to be free from defects in materials and workmanship under normal use and conditions for a period of 3 years. Quiet Blower panel shall include a UL Listed 12V DC power supply and temperature probe with a 9' cord.</p>
Racks | Middle Atlantic | QFAN | 4-1/2 QUIET FAN WITH GUARD | 152 | 136.8 | 3 | [6 empty] | 3 | 656747034251 | Y | 1.4 |  |  | https://assetserver.net/_assets/_prop65/shortform cancerandreprod_midat.jpg |  | Mounts & Racks | Racks |  |  | 0 | Number of Fans: 1 | Fan Bearing Type: Ball Bearing | Maximum Airflow: 374 gal/min | Product Color: Black | Maximum Fan Diameter: 4.50" | 6.000 x 5.000 x 2.000 | <p>Featuring smooth, ball bearing design for extra quiet operation, 115V fans mount flush and come in 4-1/2" , 6" and 10" models. Hardware and cord included with each unit. AXS-FAN and AXS-FAN-K feature slim profiles for mounting within AXS Series racks.</p>
Racks | Middle Atlantic | QFAN-119 | 119MM QUIET FAN 220V | 152 | 136.8 | 2 |  |  | 2 |  |  |  |  | 656747053931 | Y | 1.4 |  |  | https://assetserver.net/_assets/_prop65/shortform cancerandreprod_midat.jpg | US-United States | Mounts & Racks | Racks |  |  | 0 | 119mm fan rated 1.4 m3/min at < 30 dBA | Smooth, ball bearing design for extra quiet operation | Includes hardware and cord | Input voltage 230V | (1) Fan guard included | 60.000 x 4.000 x 2.000
Racks | Middle Atlantic | QFP-1 | QUIET FAN PNL ANOD FOR 1 FAN | 238 | 214.2 | [8 empty] | 656747013638 | Y | 2.97 |  |  | https://assetserver.net/_assets/_prop65/shortform cancerandreprod_midat.jpg | US-United States | Mounts & Racks | Racks |  |  | 0 | [5 empty] | 8.000 x 22.000 x 5.000 | Occupying three rackspaces, these fan panel assemblies provide quiet cooling for demanding environments. Each assembly comes complete with fan and grille installed. Available in a black brushed and anodized finish; cord and plug included.
Racks | Middle Atlantic | QFP-1-119 | QUIET FAN PANEL,ANOD,W/1-220V FAN | 238 | 214.2 | [8 empty] | 656747064449 | Y | 3 |  |  | https://assetserver.net/_assets/_prop65/shortform cancerandreprod_midat.jpg | US-United States | Mounts & Racks | Racks |  |  | 0 | Number of Fans: 1 | Maximum Air Flow: 50 CFM | Features: Quiet | Product Color: Black | Compatible Rack Height: 3U | 22.000 x 8.000 x 5.000
Racks | Middle Atlantic | QFP-2 | QUIET FAN PNL ANOD FOR 2 FANS | 281 | 252.9 | 3 | 2 | [5 empty] | 1 | 656747013645 | Y | 4 |  |  | https://assetserver.net/_assets/_prop65/shortform cancerandreprod_midat.jpg | US-United States | Mounts & Racks | Racks |  |  | 0 | Number of Fans: 2 | Limited Warranty: 3 Year |  |  |  | 22.000 x 7.250 x 4.250 | The Middle Atlantic QFP-2 is a fan panel assembly designed to provide quiet and efficient cooling for demanding environments. Occupying three rack spaces, this assembly is ideal for maintaining optimal temperature levels in equipment racks or AV systems that require reliable airflow. Each unit comes fully equipped with fans and grilles installed, offering a hassle-free installation experience. The QFP-2 is available in a sleek black brushed and anodized finish, complementing a wide range of rack setups. Additionally, a cord and plug are included, ensuring easy connection and setup. This fan panel is a perfect solution for keeping sensitive equipment cool and running smoothly in high-performance settings.
Racks | Middle Atlantic | QFP-2-119 | QUIET FAN PANEL,ANOD,W/2-220V FANS | 281 | 252.9 | [8 empty] | 656747064456 | Y | 5 |  |  | https://assetserver.net/_assets/_prop65/shortform cancerandreprod_midat.jpg | US-United States | Mounts & Racks | Racks |  |  | 0 | Quiet fan panel assembly | 3 space panel includes 2 fans and grills |  |  |  | 22.000 x 8.000 x 5.000
Racks | Middle Atlantic | QTFP-1-119 | QUIET FAN PANEL,TEXT,W/1-220V FAN | 246 | 221.4 | [8 empty] | 656747064463 | Y | 4 |  |  | https://assetserver.net/_assets/_prop65/shortform cancerandreprod_midat.jpg | US-United States | Mounts & Racks | Racks |  |  | 0 | Number of Fans: 1 | Maximum Air Flow: 50 CFM | Features: Quiet | Product Color: Black | Compatible Rack Height: 3U | 22.000 x 8.000 x 5.000
Racks | Middle Atlantic | QTFP-2-119 | QUIET FAN PANEL,TEXT,W/2-220V FANS | 270 | 243 | [8 empty] | 656747064470 | Y | 6 |  |  | https://assetserver.net/_assets/_prop65/shortform cancerandreprod_midat.jpg | US-United States | Mounts & Racks | Racks |  |  | 0 | Product Color: Black Powder Coat | Product Material: Steel | Compatible Rack Height: 3U | Height: 5.3" | Width: 19" | 22.000 x 8.000 x 5.000 | <p>Occupying three rackspaces, these fan panel assemblies provide quiet cooling for demanding environments. Each assembly comes complete with fans and grilles installed. Available in a black textured powder coat finish; cord and plug included.</p> <ul> <li>Quiet fan panel assembly</li> <li>3 space panel includes 2 fans and grills</li> </ul>
Racks | Middle Atlantic | R2-44S | 44RU SEISMIC CERTIFIED 2-POST | 1535 | 1381.5 | [8 empty] | 656747114397 | Y | 80 |  |  | https://assetserver.net/_assets/_prop65/shortform cancerandreprod_midat.jpg | US-United States | Mounts & Racks | Racks |  |  | 0 | Features: Cable Management | Form Factor: Floor Standing | Product Color: Black | Product Material: Steel | Maximum Weight Capacity: 850 lb | 26.500 x 23.750 x 88.500 | The R2 Series Seismic 19" Open Frame Rack
Racks | Middle Atlantic | R412-3824B | 38SP 4-POST FRAME RACK,12/24,BLK | 1388 | 1249.2 | [8 empty] | 656747095566 | Y | 64 |  |  | https://assetserver.net/_assets/_prop65/shortform cancerandreprod_midat.jpg | US-United States | Mounts & Racks | Racks |  |  | 0 | Product Color: Black | Product Material: Steel | Static/Stationary Weight Capacity: 2500 lb | Height: 72.3" | Depth: 24" | 13.500 x 7.000 x 74.250
Racks | Middle Atlantic | R412-3830B | 38SP 4-POST FRAME RACK,12/24,BLK | 1612 | 1450.8 | [8 empty] | 656747095559 | Y | 66 | https://assetserver.net/_assets/middle atlantic/1000/r4123830b.jpg |  | https://assetserver.net/_assets/_prop65/shortform cancerandreprod_midat.jpg | US-United States | Mounts & Racks | Racks |  |  | 0 | Open top accepts direct mounting of optional cable ladder | Versatile base mounts inward to save space or outward for stability | Rack gangs to additional 4-post or 2-post open frame racks | Open frame design facilitates unrestricted air flow | Sturdy construction from heavy gauge steel or aluminum (depending on model) | 13.500 x 7.000 x 74.500 | Mount networking, telephone, VOIP equipment, routers, switches and more with the R4 Series Four Post Open Frame Rack. These racks are designed to accommodate deeper, heavier components than a two post frame rack. Two styles are available, one with 12-24 threaded rackrail, and one with cage nut rackrail.
Racks | Middle Atlantic | R412-4524B | 45SP 4-POST FRAME RACK,12/24,BLK | 1428 | 1285.2 | [8 empty] | 656747095580 | Y | 67 | https://assetserver.net/_assets/middle atlantic/1000/r4124524b.jpg |  | https://assetserver.net/_assets/_prop65/shortform cancerandreprod_midat.jpg | US-United States | Mounts & Racks | Racks |  |  | 0 | Versatile base mounts inward to save space or outward for stability | Rack gangs to additional 4-post or 2-post open frame racks | Open frame design facilitates unrestricted air flow | Sturdy construction from heavy gauge steel or aluminum (depending on model) | Includes 100 pcs. of suitable fasteners | 13.500 x 7.000 x 86.500 | Mount networking, telephone, VOIP equipment, routers, switches and more with the R4 Series Four Post Open Frame Rack. These racks are designed to accommodate deeper, heavier components than a two post frame rack. Two styles are available, one with 12-24 threaded rackrail, and one with cage nut rackrail.
Racks | Middle Atlantic | R412-4530B | 45SP 4-POST FRAME RACK,12/24,BLK | 1669 | 1502.1 | [8 empty] | 656747095573 | Y | 83 |  |  | https://assetserver.net/_assets/_prop65/shortform cancerandreprod_midat.jpg | US-United States | Mounts & Racks | Racks |  |  | 0 | Product Color: Black | Height: 78" | Depth: 30" | Limited Warranty: Lifetime |  | 85.000 x 14.000 x 7.000
Racks | Middle Atlantic | R412-5124B | 51SP 4-POST FRAME RACK,12/24,BLK | 1895 | 1705.5 | [8 empty] | 656747095603 | Y | 71 | https://assetserver.net/_assets/middle atlantic/1000/r4125124b.jpg |  | https://assetserver.net/_assets/_prop65/shortform cancerandreprod_midat.jpg | US-United States | Mounts & Racks | Racks |  |  | 0 | [5 empty] | 13.500 x 7.000 x 97.000 | Mount servers and other data and communications equipment. Accommodate deeper, heavier components than two post open frame racks.
Racks | Middle Atlantic | R412-RR38 | PAIR OF 38SP 12/24 SPLIT RAIL | 166 | 149.4 | [8 empty] | 656747094644 | Y | 10.2 |  |  | https://assetserver.net/_assets/_prop65/shortform cancerandreprod_midat.jpg | US-United States | Mounts & Racks | Racks |  |  | 0 | Device Supported: Rack | Product Color: Black | Product Material: Aluminum | Length: 66.5" | Compatibility: Middle Atlantic Products 38U R412 R4 Series Racks | 35.000 x 4.000 x 2.000
Racks | Middle Atlantic | R412-RR45 | PAIR OF 45SP 12/24 SPLIT RAIL | 200 | 180 | [8 empty] | 656747094651 | Y | 10.7 |  |  | https://assetserver.net/_assets/_prop65/shortform cancerandreprod_midat.jpg | US-United States | Mounts & Racks | Racks |  |  | 0 | Heavy-gauge, 12-24 threaded rackrail | Only works with R412 racks | Sold in pairs |  |  | 41.000 x 4.000 x 2.000
Racks | Middle Atlantic | R412-RR51 | PAIR OF 51SP 12/24 SPLIT RAIL | 229 | 206.1 | [8 empty] | 656747094668 | Y | 11.9 |  |  | https://assetserver.net/_assets/_prop65/shortform cancerandreprod_midat.jpg | US-United States | Mounts & Racks | Racks |  |  | 0 | Product Color: Black | Product Material: Aluminum | Length: 89.3" | Rack Height: 51U |  | 47.000 x 4.000 x 2.000
Racks | Middle Atlantic | R4CN-4524B | 45SP 4-POST FRAME RACK,CN,BLK | 1428 | 1285.2 | [8 empty] | 656747095634 | Y | 72 |  |  | https://assetserver.net/_assets/_prop65/shortform cancerandreprod_midat.jpg | US-United States | Mounts & Racks | Racks |  |  | 0 | Application/Usage: Server | Application/Usage: LAN Switch | Form Factor: Floor Standing | Product Color: Black | Product Material: Steel | 13.500 x 7.000 x 86.500 | <p>Mount deeper, heavier components than in two post frame racks. Ideal for servers, networking equipment, routers, switches and more.</p>
Racks | Middle Atlantic | R4CN-4530B | 45SP 4-POST FRAME RACK,CN,BLK | 1669 | 1502.1 | [8 empty] | 656747095627 | Y | 85 |  |  | https://assetserver.net/_assets/_prop65/shortform cancerandreprod_midat.jpg | US-United States | Mounts & Racks | Racks |  |  | 0 | Product Color: Black | Product Material: Steel | Static/Stationary Weight Capacity: 2500 lb | Height: 84.3" | Depth: 30" | 13.500 x 7.000 x 86.500
Racks | Middle Atlantic | R4CN-4536B | 45SP 4-POST FRAME RACK,CN,BLK | 1762 | 1585.8 | [8 empty] | 656747095610 | Y | 78 | https://assetserver.net/_assets/middle atlantic/1000/r4cn4536b.jpg |  | https://assetserver.net/_assets/_prop65/shortform cancerandreprod_midat.jpg | US-United States | Mounts & Racks | Racks |  |  | 0 | Versatile base mounts inward to save space or outward for stability | Rack gangs to additional 4-post or 2-post open frame racks | Open frame design facilitates unrestricted air flow | Sturdy construction from heavy gauge steel or aluminum (depending on model) | Includes 100 pcs. of suitable fasteners | 13.500 x 7.000 x 86.500 | Mount networking, telephone, VOIP equipment, routers, switches and more with the R4 Series Four Post Open Frame Rack. These racks are designed to accommodate deeper, heavier components than a two post frame rack. Two styles are available, one with 12-24 threaded rackrail, and one with cage nut rackrail.
Racks | Middle Atlantic | R4CN-5124B | 51SP 4-POST FRAME RACK,CN,BLK | 1447 | 1302.3 | [8 empty] | 656747095665 | Y | 76 |  |  | https://assetserver.net/_assets/_prop65/shortform cancerandreprod_midat.jpg | US-United States | Mounts & Racks | Racks |  |  | 0 | Application/Usage: LAN Switch | Application/Usage: VoIP Device | Application/Usage: Patch Panel | Product Color: Black Powder Coat | Product Material: Steel | 13.500 x 7.000 x 97.000 | <b>R4CN-5124B</b> <br />Mount networking, telephone, VOIP equipment, routers, switches and more with the R4 Series Four Post Open Frame Rack. These racks are designed to accommodate deeper, heavier components than a two post frame rack. Two styles are available, one with 12-24 threaded rackrail, and one with cage nut rackrail.
Racks | Middle Atlantic | R4CN-5130B | 51SP 4-POST FRAME RACK,CN,BLK | 1947 | 1752.3 | [8 empty] | 656747095658 | Y | 79 |  |  | https://assetserver.net/_assets/_prop65/shortform cancerandreprod_midat.jpg | US-United States | Mounts & Racks | Racks |  |  | 0 | Product Color: Black | Product Material: Steel | Maximum Weight Capacity: 2000 lb | Height: 96.5" | Width: 21.3" | 13.500 x 7.000 x 97.000
Racks | Middle Atlantic | R4CN-5136B | 51SP 4-POST FRAME RACK,CN,BLK | 2111 | 1899.9 | [8 empty] | 656747095641 | Y | 82 | https://assetserver.net/_assets/middle atlantic/1000/r4cn5136b.jpg |  | https://assetserver.net/_assets/_prop65/shortform cancerandreprod_midat.jpg | US-United States | Mounts & Racks | Racks |  |  | 0 | Versatile base mounts inward to save space or outward for stability | Rack gangs to additional 4-post or 2-post open frame racks | Open frame design facilitates unrestricted air flow | Sturdy construction from heavy gauge steel or aluminum (depending on model) | Includes 100 pcs. of suitable fasteners | 13.500 x 7.000 x 97.000 | Mount networking, telephone, VOIP equipment, routers, switches and more with the R4 Series Four Post Open Frame Rack. These racks are designed to accommodate deeper, heavier components than a two post frame rack. Two styles are available, one with 12-24 threaded rackrail, and one with cage nut rackrail.
Racks | Middle Atlantic | RAP14 | SLIM 5-14 REAR ACCESS PAN | 225 | 202.5 | [8 empty] | 656747013690 | Y | 12.28 |  |  | https://assetserver.net/_assets/_prop65/shortform cancerandreprod_midat.jpg | US-United States | Mounts & Racks | Racks |  |  | 0 | Compatibility: <p>Fits 5-14 Rack</p> | Limited Warranty: Lifetime |  |  |  | 30.500 x 22.000 x 6.000 | <p>Requiring less space than a conventional door, our rear access pans feature a unique no-hinge "tip-out" design. The top features knockouts for two fans (fan kit part# 5-FAN-K) and the bottom features a convenient laser knock-out for cable pass-through, securing keylock included.</p>
Racks | Middle Atlantic | RAP21 | SLIM 5-21 REAR ACCESS PAN | 246 | 221.4 | [8 empty] | 656747013706 | Y | 16.24 |  |  | https://assetserver.net/_assets/_prop65/shortform cancerandreprod_midat.jpg | US-United States | Mounts & Racks | Racks |  |  | 0 | Product Color: Black | Product Material: Steel | Compatibility: <p>Middle Atlantic Slim 5-21 Rack Enclosure</p> | Limited Warranty: Lifetime |  | 44.500 x 21.750 x 5.000 | <p>Requiring less space than a conventional door, our rear access pans feature a unique no-hinge "tip-out" design. The top features knockouts for two fans (fan kit part# 5-FAN-K) and the bottom features a convenient laser knock-out for cable pass-through, securing keylock included.</p>
Racks | Middle Atlantic | RAP29 | SLIM 5-29 REAR ACCESS PAN | 281 | 252.9 | [8 empty] | 656747013713 | Y | 21.8 |  |  | https://assetserver.net/_assets/_prop65/shortform cancerandreprod_midat.jpg | US | Mounts & Racks | Racks |  |  | 0 | Product Color: Black | Product Material: Steel | Compatibility: <p>Middle Atlantic Slim 5-29 Rack Enclosure</p> | Limited Warranty: Lifetime |  | 22.000 x 55.000 x 5.000 | <p>Requiring less space than a conventional door, our rear access pans feature a unique no-hinge "tip-out" design. The top features knockouts for two fans (fan kit part# 5-FAN-K) and the bottom features a convenient laser knock-out for cable pass-through, securing keylock included.</p>
Racks | Middle Atlantic | RAP37 | SLIM 5-37 REAR ACCESS PAN | 323 | 290.7 | [8 empty] | 656747013720 | Y | 38 |  |  | https://assetserver.net/_assets/_prop65/shortform cancerandreprod_midat.jpg | US-United States | Mounts & Racks | Racks |  |  | 0 | Product Color: Black | Product Material: Steel | Compatibility: <p>Middle Atlantic Slim 5-37 Rack Enclosure</p> | Limited Warranty: Lifetime |  | 70.500 x 20.500 x 4.000 | <p>Requiring less space than a conventional door, our rear access pans feature a unique no-hinge "tip-out" design. The top features knockouts for two fans (fan kit part# 5-FAN-K) and the bottom features a convenient laser knock-out for cable pass-through, securing keylock included.</p>
Racks | Middle Atlantic | RAP43 | SLIM 5-43 REAR ACCESS PAN | 341 | 306.9 | [8 empty] | 656747013737 | Y | 44 |  |  | https://assetserver.net/_assets/_prop65/shortform cancerandreprod_midat.jpg | US-United States | Mounts & Racks | Racks |  |  | 0 | Product Color: Black | Product Material: Steel | Compatibility: <p>Middle Atlantic Slim 5-43 Rack Enclosure</p> | Limited Warranty: Lifetime |  | 21.750 x 3.500 x 80.000 | <p>Requiring less space than a conventional door, our rear access pans feature a unique no-hinge "tip-out" design. The top features knockouts for two fans (fan kit part# 5-FAN-K) and the bottom features a convenient laser knock-out for cable pass-through, securing keylock included.</p>
Racks | Middle Atlantic | RAP8 | SLIM 5-8 REAR ACCESS PAN | 194 | 174.6 | [8 empty] | 656747013744 | Y | 9.1 |  |  | https://assetserver.net/_assets/_prop65/shortform cancerandreprod_midat.jpg | US-United States | Mounts & Racks | Racks |  |  | 0 | Product Color: Black | Product Material: Steel | Compatibility: <p>Middle Atlantic Slim 5-8 Rack Enclosure</p> | Limited Warranty: Lifetime |  | 20.500 x 21.500 x 5.000 | <p>Requiring less space than a conventional door, our rear access pans feature a unique no-hinge "tip-out" design. The top features knockouts for two fans (fan kit part# 5-FAN-K) and the bottom features a convenient laser knock-out for cable pass-through, securing keylock included.</p>
Racks | Middle Atlantic | RBA-MV44-2 | PANEL ADAPTOR,MRK/VRK,44SP,2SP | 63 | 56.7 | [8 empty] | 656747064302 | Y | 0.6 |  |  | https://assetserver.net/_assets/_prop65/shortform cancerandreprod_midat.jpg | US-United States | Mounts & Racks | Racks |  |  | 0 | [5 empty] | 6.000 x 4.000 x 2.000 | Adaptors allow for mounting of rack panels or electronics vertically between rackrail brackets. Each adaptor mounts a single panel.
Racks | Middle Atlantic | RBA-W44-2 | PANEL ADAPTOR,WRK,44SP,2SP | 54 | 48.6 | [8 empty] | 656747064333 | Y | 0.6 |  |  | https://assetserver.net/_assets/_prop65/shortform cancerandreprod_midat.jpg | US-United States | Mounts & Racks | Racks |  |  | 0 | [5 empty] | 6.000 x 4.000 x 2.000 | Adaptors allow for mounting of rack panels or electronics vertically between rackrail brackets. Each adaptor mounts a single panel.
Racks | Middle Atlantic | RC-3 | 3SP CLAMPING RACKSHELF | 138 | 124.2 | 1 | 1 | [6 empty] | 656747013775 | Y | 8.6 | https://assetserver.net/_assets/middle atlantic/1000/rc3.jpg |  | https://assetserver.net/_assets/_prop65/shortform cancerandreprod_midat.jpg | US | Mounts & Racks | Racks |  |  | 0 | Product Color: Black | Product Material: Steel | Maximum Weight Capacity: 70 lb | Height: 5.3" | Width: 17.4" | 21.000 x 17.000 x 6.000 | Captivate components with RC Series clamping rackshelves. Rubber-lined clamps secure a component from the top. Adjustable rear “L” brackets prevent units from being pushed back. Vented bottoms with a robust 16-gauge steel design that maintains structural integrity in mobile applications. Finished in a durable black powder coat. Useable shelf area is 17.38”w x 15.10”d.
Racks | Middle Atlantic | RC-4 | 4SP CLAMPING RACKSHELF | 154 | 138.6 | [8 empty] | 656747013799 | Y | 12 | https://assetserver.net/_assets/middle atlantic/1000/rc4.jpg |  | https://assetserver.net/_assets/_prop65/shortform cancerandreprod_midat.jpg | MX | Mounts & Racks | Racks |  |  | 0 | [5 empty] | 20.000 x 21.000 x 8.000 | For components which require captivation, our RC and CAP series clamping rackshelves offer an economical and highly functional solution. Equipped with rubber-lined clamps which secure your component from the top, all RC and CAP series products are additionally outfitted with adjustable -inchL-inch brackets in back to provide an optimally secure fit. Vented bottoms offer superior cooling, while a robust 16-gauge steel design maintains structural integrity even on the road.
Racks | Middle Atlantic | RCS-1824 | 18SP 24"D RK CONFIG W/SP,FRONT DR,RAP,(3)SHELVES,(3)PNLS | 1609 | 1448.1 | [8 empty] | 656747201059 | N | 131 |  |  | https://assetserver.net/_assets/_prop65/shortform cancerandreprod_midat.jpg | US-United States | Mounts & Racks | Racks |  |  | 0 | Features: Cable Management | Features: Removable Side Panel | Features: Casters | Features: Adjustable Leveling Feet | Form Factor: Floor Standing | 31.000 x 28.000 x 44.000 | A series of Pro Racks for Pro installers from Middle Atlantic Products, a company you trust for your rack and rackmount accessories.<br><br> Even though every RCS Series rack includes shelves, for convenient equipment<br> mounting, they are built on a professional rackmount foundation and accept both<br> professional rackmount and shelf mounted consumer components.
Racks | Middle Atlantic | RCS-2724 | 27SP 24"D RK CONFIG W/SP,FRONT DR,RAP,(5)SHELVES,(5)PNLS | 1986 | 1787.4 | [8 empty] | 656747201066 | N | 164 | https://assetserver.net/_assets/middle atlantic/1000/rcs2724.jpg |  | https://assetserver.net/_assets/_prop65/shortform cancerandreprod_midat.jpg | US-United States | Mounts & Racks | Racks |  |  | 0 | [5 empty] | 31.000 x 28.000 x 44.000 | RCS Series are pre-configured with items such as shelves for convenient equipment mounting and shipped fully assembled to save time. Built on a professional rackmount foundation, the RCS Series racks accept both professional rackmount and shelf mounted consumer components.
Racks | Middle Atlantic | RCS-3524 | 35SP,24"D RK W/SP,FD,RAP(4)SHELVES & PNLS | 2252 | 2026.8 | [8 empty] | 656747241499 | N | 204 | https://assetserver.net/_assets/middle atlantic/1000/rcs3524.jpg |  | https://assetserver.net/_assets/_prop65/shortform cancerandreprod_midat.jpg | US-United States | Mounts & Racks | Racks |  |  | 0 | Product Color: Metallic Gray | Product Material: Steel | Product Material: Glass | Height: 68.4" | Width: 23.3" | 31.000 x 28.000 x 44.000 | RCS-3524</b> <br />The Essex RCS Series Residential Configured Rack System offers exceptional quality and value at cost-effective prices for residential installers. It is completely assembled at the factory and ships with pre-installed accessories to save contractors time in the field while eliminating packaging waste.
Racks | Middle Atlantic | RCS-4224 | 42U,24"D RK CONFIG W/SP,FRONT DR,RAP,(9)SHELVES,(9)PNLS | 2703 | 2432.7 | 1 | [6 empty] | 1 | 656747201073 | N | 256 | https://assetserver.net/_assets/middle atlantic/1000/rcs4224.jpg |  | https://assetserver.net/_assets/_prop65/shortform cancerandreprod_midat.jpg | US | Mounts & Racks | Racks |  |  | 0 | Features: Cable Management | Features: Lockable Door | Features: Removable Side Panel | Form Factor: Floor Standing | Product Color: Black | 31.000 x 28.000 x 44.000 | The Essex RCS Series Residential Configured Rack System offers exceptional quality and value at cost-effective prices for residential installers. It is completely assembled at the factory and ships with pre-installed accessories to save contractors time in the field while eliminating packaging waste.
Racks | Middle Atlantic | REB14 | ROTATING EQUIPMENT BASE 14"DP | 417 | 375.3 | [8 empty] | 656747082221 | Y | 12.22 | https://assetserver.net/_assets/middle atlantic/1000/reb14.jpg |  | https://assetserver.net/_assets/_prop65/shortform cancerandreprod_midat.jpg | US-United States | Mounts & Racks | Racks |  |  | 0 | Width: 17.1" | Depth: 15" | Weight (Approximate): 75 lb | Limited Warranty: 3 Year |  | 22.250 x 19.000 x 2.750 | Access cables and equipment connections with the Low Profile Rotating Slide Out Base. The low profile design is unobtrusive and elegant in its simplicity while the sturdy construction supports the installation of DVD players, cable or satellite boxes, receivers and other equipment commonly found in entertainment centers and lecterns.
Racks | Middle Atlantic | REB18 | ROTATING EQUIPMENT BASE 18"DP | 503 | 452.7 | [8 empty] | 656747082238 | Y | 15.55 |  |  | https://assetserver.net/_assets/_prop65/shortform cancerandreprod_midat.jpg | US-United States | Mounts & Racks | Racks |  |  | 0 | Width: 17.1" | Depth: 19" | Weight (Approximate): 75 lb | Limited Warranty: 3 Year |  | 22.250 x 19.000 x 2.750
Racks | Middle Atlantic | RFR-1628BR | 28W16SP28DP RFR RACK BR | 1802 | 1621.8 | 4 | 3 | 1 | [5 empty] | 656747190773 | N | 129 |  |  | https://assetserver.net/_assets/_prop65/shortform cancerandreprod_midat.jpg | US-United States of America | Mounts & Racks | Racks |  |  | 0 | Application/Usage: Monitor | Form Factor: Floor Standing | Product Color: Black Cascade | Product Material: Wood | Product Material: Steel | 36.000 x 32.000 x 36.000 | The RFR Reference Series combines our most elegant design and highest reliability. Engineered for professional integration, its wide body design and robust construction including bolt-through casters and internal steel bracing will stand up to years of use. Optimized for passive cooling, the RFR Series also accepts an energy-saving thermostatic cooling blower kit. Ships fully assembled.<br /><br /> Includes four bolt-through casters with internal steel bracing for strength and includes 10-32 threaded adjustable front rail.
Racks | Middle Atlantic | RFR-1628E0 | 28W16SP28DP RFR RACK E0 | 1918 | 1726.2 | [8 empty] | 0656747408076 | N | 129 |  |  |  | US-United States of America | Mounts & Racks | Racks |  |  | 0 | [6 empty] | <p>The RFR Reference Series combines our most elegant design and highest reliability. Engineered for professional integration, its wide body design and robust construction including bolt-through casters and internal steel bracing will stand up to years of use. Optimized for passive cooling, the RFR Series also accepts an energy-saving thermostatic cooling blower kit. Ships fully assembled.</p><ul><li>Mobile presentation furniture rack, with wide, stable design</li><li>Bolt-through casters (3") and internal steel bracing for strength</li><li>Designed for passive cooling; optional blower kit is available</li><li>Optional flat screen mount holds most monitors up to 32"</li><li>Includes 10-32 threaded adjustable front rail</li><li>Locking glass front door is standard</li><li>Ships fully assembled</li></ul><p><br /></p>
Racks | Middle Atlantic | RFR-2028CR | 28W20SP28D RFR RK CR RN | 2215 | 1993.5 | [8 empty] | 656747190797 | N | 150 |  |  | https://assetserver.net/_assets/_prop65/shortform cancerandreprod_midat.jpg | US-United States | Mounts & Racks | Racks |  |  | 0 | Form Factor: Floor Standing | Product Color: Cherry Cascade | Product Material: Wood | Product Material: Steel | Product Material: Glass | 36.000 x 32.000 x 49.000 | <p><br />The RFR Reference Series combines our most elegant design and highest reliability. Engineered for professional integration, its wide body design and robust construction including bolt-through casters and internal steel bracing will stand up to years of use. Optimized for passive cooling, the RFR Series also accepts an energy-saving thermostatic cooling blower kit. Ships fully assembled.</p> <ul> <li>Mobile presentation furniture rack, with wide, stable design</li> <li>Bolt-through casters (3") and internal steel bracing for strength</li> <li>Designed for passive cooling; optional blower kit is available</li> <li>Optional flat screen mount holds most monitors up to 32"</li> <li>Includes 10-32 threaded adjustable front rail</li> <li>Locking glass front door is standard</li> <li>Ships fully assembled</li> </ul>
Racks | Middle Atlantic | RFR-2028E1 | 28W20SP28D RFR RK CR E1 | 2108 | 1897.2 | [8 empty] | 0656747408113 | N | 172 |  |  |  | US-United States of America | Mounts & Racks | Racks |  |  | 0 | [6 empty] | <p>The RFR Reference Series combines our most elegant design and highest reliability. Engineered for professional integration, its wide body design and robust construction including bolt-through casters and internal steel bracing will stand up to years of use. Optimized for passive cooling, the RFR Series also accepts an energy-saving thermostatic cooling blower kit. Ships fully assembled.</p><ul><li>Mobile presentation furniture rack, with wide, stable design</li><li>Bolt-through casters (3") and internal steel bracing for strength</li><li>Designed for passive cooling; optional blower kit is available</li><li>Optional flat screen mount holds most monitors up to 32"</li><li>Includes 10-32 threaded adjustable front rail</li><li>Locking glass front door is standard</li><li>Ships fully assembled</li></ul>
Racks | Middle Atlantic | RFR-2028GE | RFR Series Reference Furniture Rack | 2108 | 1897.2 | [8 empty] | 656747407710 | N | 146 | https://assetserver.net/_assets/middle atlantic/1000/rfr2028ge.jpg | https://assetserver.net/_assets/middle atlantic/pdf/rfr2028ge-spec.pdf |  | US | Mounts & Racks | Racks |  |  | 0 | Mobile presentation furniture rack, with wide, stable design | Bolt-through casters (3”) and internal steel bracing for strength | Designed for passive cooling; optional blower kit is available | Optional flat screen mount holds most monitors up to 32” | Includes 10-32 threaded adjustable front rail | 36.000 x 32.000 x 45.000 | The RFR Reference Series combines our most elegant design and highest reliability. Engineered for professional integration, its wide body design and robust construction including bolt-through casters and internal steel bracing will stand up to years of use. Optimized for passive cooling, the RFR Series also accepts an energy-saving thermostatic cooling blower kit. Ships fully assembled.
Racks | Middle Atlantic | RFR-2028TR | 28W20SP28DP RFR RACK TR | 2215 | 1993.5 | [8 empty] | 656747190810 | N | 150 |  |  | https://assetserver.net/_assets/_prop65/shortform cancerandreprod_midat.jpg | US-United States | Mounts & Racks | Racks |  |  | 0 | Form Factor: Floor Standing | Product Color: Teak Cascade | Product Material: Wood | Product Material: Steel | Product Material: Tempered Glass | 32.000 x 36.000 x 44.500 | <p>The RFR Reference Series combines our most elegant design and highest reliability. Engineered for professional integration, its wide body design and robust construction including bolt-through casters and internal steel bracing will stand up to years of use. Optimized for passive cooling, the RFR Series also accepts an energy-saving thermostatic cooling blower kit. Ships fully assembled.</p> <ul> <li>Mobile presentation furniture rack, with wide, stable design</li> <li>Bolt-through casters (3") and internal steel bracing for strength</li> <li>Designed for passive cooling; optional blower kit is available</li> <li>Optional flat screen mount holds most monitors up to 32"</li> <li>Includes 10-32 threaded adjustable front rail</li> <li>Locking glass front door is standard</li> <li>Ships fully assembled</li> </ul>
Racks | Middle Atlantic | RFR-2428BR | 28W24SP28D RFR RACK BLK RN | 2101 | 1890.9 | [8 empty] | 656747190834 | N | 172 |  |  | https://assetserver.net/_assets/_prop65/shortform cancerandreprod_midat.jpg | US-United States | Mounts & Racks | Racks |  |  | 0 | Rack Type: Enclosed Cabinet | Application/Usage: Monitor | Application/Usage: A/V Equipment | Features: Cable Management | Features: Lockable Front Door | 36.000 x 31.500 x 50.000 | The Middle Atlantic RFR-2428BR is part of the RFR Reference Series, which combines elegant design with high reliability. Engineered for professional integration, it features a wide body design and robust construction, including bolt-through casters and internal steel bracing, ensuring durability for years of use. The rack is optimized for passive cooling and can accept an optional energy-saving thermostatic cooling blower kit. It is a mobile presentation furniture rack with a wide, stable design, and includes 3-inch bolt-through casters and internal steel bracing for added strength. The RFR-2428BR also offers an optional flat screen mount that holds most monitors up to 32 inches. It includes 10-32 threaded adjustable front rails and a standard locking glass front door. The unit ships fully assembled for convenience.
Racks | Middle Atlantic | RFR-2428CR | 28W24SP28DP RFR RACK CR | 2350 | 2115 | [8 empty] | 656747190827 | Y | 170 |  |  | https://assetserver.net/_assets/_prop65/shortform cancerandreprod_midat.jpg | US-United States | Mounts & Racks | Racks |  |  | 0 | Form Factor: Floor Standing | Product Color: Cherry Cascade | Product Material: Wood | Product Material: Steel | Product Material: Glass | 35.000 x 32.000 x 56.000 | The RFR Reference Series combines our most elegant design and highest reliability. Engineered for professional integration, its wide body design and robust construction including bolt-through casters and internal steel bracing will stand up to years of use. Optimized for passive cooling, the RFR Series also accepts an energy-saving thermostatic cooling blower kit. Ships fully assembled.<br /><br /> Includes four bolt-through casters with internal steel bracing for strength and includes 10-32 threaded adjustable front rail.
Racks | Middle Atlantic | RFR-2428GE | 28W24SP28D RFR RACK Grained Ebony | 2236 | 2012.4 | [8 empty] | 656747407697 | N | 177 | https://assetserver.net/_assets/middle atlantic/1000/rfr2428ge.jpg | https://assetserver.net/_assets/middle atlantic/pdf/rfr2428ge-spec.pdf |  | US | Mounts & Racks | Racks |  |  | 0 | Mobile presentation furniture rack, with wide, stable design | Bolt-through casters (3”) and internal steel bracing for strength | Designed for passive cooling; optional blower kit is available | Optional flat screen mount holds most monitors up to 32” | Includes 10-32 threaded adjustable front rail | 37.000 x 32.000 x 56.000 | The RFR Reference Series combines our most elegant design and highest reliability. Engineered for professional integration, its wide body design and robust construction including bolt-through casters and internal steel bracing will stand up to years of use. Optimized for passive cooling, the RFR Series also accepts an energy-saving thermostatic cooling blower kit. Ships fully assembled.
Racks | Middle Atlantic | RFR-CABCOOL50 | RFR CAB COOLER,50CFM W/MOUNTING PNL AND TWO GROMMETS | 466 | 419.4 | [8 empty] | 656747190865 | Y | 3.8 |  |  | https://assetserver.net/_assets/_prop65/shortform cancerandreprod_midat.jpg | US-United States | Mounts & Racks | Racks |  |  | 0 | Maximum Airflow: 50 CFM | Color Family: Black | Product Color: Black | Compatibility: <p>Middle Atlantic RFR Series Furniture Racks</p> | Application/Usage: Rack | 20.750 x 17.500 x 3.750 | The Middle Atlantic RFR-CABCOOL50 is designed to fit in the upper rear panel of your setup. It is rated to provide 50 cubic feet per minute (CFM) of airflow while operating at a quiet 27 decibels (dB), ensuring efficient cooling with minimal noise.
Racks | Middle Atlantic | RFR-ERRK-20 | RFR EMC REAR RAIL 20SP | 110 | 99 | 2 | [6 empty] | 2 | 656747190889 | Y | 9 |  | https://assetserver.net/_assets/middle atlantic/pdf/rfrerrk20-spec.pdf | https://assetserver.net/_assets/_prop65/shortform cancerandreprod_midat.jpg | US-United States | Mounts & Racks | Racks |  |  | 0 | Heavy gauge, 10-32 threaded rear rackrail | Sold in pairs, includes mounting hardware |  |  |  | 37.500 x 3.750 x 4.000 | <p>Heavy-gauge 10-32 threaded rail, sold as a pair</p>
Racks | Middle Atlantic | RFR-ERRK-24 | RFR EMC REAR RAIL 24SP | 130 | 117 | [8 empty] | 656747190896 | Y | 4 |  |  | https://assetserver.net/_assets/_prop65/shortform cancerandreprod_midat.jpg | US-United States | Mounts & Racks | Racks |  |  | 0 | Device Supported: Rack | Product Color: Black | Height: 42" | Compatibility: Middle Atlantic Products RFR Rack Series | Environmentally Friendly: Yes | 48.000 x 4.500 x 4.000
Racks | Middle Atlantic | RH-2 | PAIR 2SP REAR HANG BRACKETS | 23 | 20.7 | [8 empty] | 656747013911 | Y | 0.36 |  |  | https://assetserver.net/_assets/_prop65/shortform cancerandreprod_midat.jpg | US-United States | Mounts & Racks | Racks |  |  | 0 | [5 empty] | 3.500 x 2.000 x 0.500 | These rear hanging brackets fit any amp with rear ears and attach to rear rackrail to provide additional equipment support. Sold in pairs.
Racks | Middle Atlantic | RH-3 | PAIR 3SP REAR HANG BRACKETS | 24 | 21.6 | [8 empty] | 656747013928 | Y | 0.48 |  |  | https://assetserver.net/_assets/_prop65/shortform cancerandreprod_midat.jpg | US-United States | Mounts & Racks | Racks |  |  | 0 | Height: 5.3" | Limited Warranty: Lifetime |  |  |  | 5.200 x 2.000 x 0.500 | These rear hanging brackets fit any amplifier with rear ears and attach to rear rackrail to provide additional equipment support and feature unequal length mounting legs for versatility. Sold in pairs.
Racks | Middle Atlantic | RH-4 | PAIR 4SP REAR HANG BRACKETS | 26 | 23.4 | [8 empty] | 656747013935 | Y | 0.6 |  |  | https://assetserver.net/_assets/_prop65/shortform cancerandreprod_midat.jpg | US-United States | Mounts & Racks | Racks |  |  | 0 | Length: 7" | Limited Warranty: Lifetime |  |  |  | 7.000 x 2.000 x 0.500
Racks | Middle Atlantic | RIB-1-BGR-27 | 1 BAY,27D,RISER BASE | 548 | 493.2 | [8 empty] | 656747143533 | Y | 1 |  |  | https://assetserver.net/_assets/_prop65/shortform cancerandreprod_midat.jpg | US-United States | Mounts & Racks | Racks |  |  | 0 | Timesaving and practical system to rough-in rack installations | Heavy-duty welded construction with black powder coat finish | System includes 2-1/2" high bases | Base matches rack sizes, and allows cables to pass underneath |  |  | <p>Timesaving and practical system to rough-in rack installations; 2-1/2" high</p>
Racks | Middle Atlantic | RIB-1-BGR-32 | 1 BAY,32D,RISER BASE | 591 | 531.9 | [8 empty] | 656747143489 | Y | 1 |  |  | https://assetserver.net/_assets/_prop65/shortform cancerandreprod_midat.jpg | US-United States | Mounts & Racks | Racks |  |  | 0 | Timesaving and practical system to rough-in rack installations | Heavy-duty welded construction with black powder coat finish | System includes 2-1/2" high bases | Base matches rack sizes, and allows cables to pass underneath |  |  | <p>Timesaving and practical system to rough-in rack installations; 2-1/2" high</p>
Racks | Middle Atlantic | RIB-1-DRK-31 | 1 BAY RISER BASE FOR 31"DP DRK | 613 | 551.7 | [8 empty] | 656747059766 | Y | 20 |  |  | https://assetserver.net/_assets/_prop65/shortform cancerandreprod_midat.jpg | US-United States | Mounts & Racks | Racks |  |  | 0 | [6 empty] | Timesaving and practical, the Raised Floor Enclosure System&trade; consists of 2-1/2-inch high riser bases, which provide the ability to perform field rough-in procedures prior to the arrival of the racks and enclosures. Also handy as a lower cable chase for passing cables between racks in multi-bay applications, riser bases feature 1/8-inch thick fully welded construction and an attractive black powder coat finish. Riser bases feature knockouts for passing cables between joined riser bases. Riser feet bring riser bases to a 12-inch height for use with raised floors. Raised floor support angles support floor tiles when used with riser bases and feet. Custom width, depth and height RIB Series riser bases are also available,
Racks | Middle Atlantic | RIB-1-DRK-36 | 1 BAY RISER BASE FOR 36"DP DRK | 662 | 595.8 | [8 empty] | 656747058868 | Y | 28 |  |  | https://assetserver.net/_assets/_prop65/shortform cancerandreprod_midat.jpg | US-United States | Mounts & Racks | Racks |  |  | 0 | [5 empty] | 39.000 x 33.000 x 4.000 | Timesaving and practical, the Raised Floor Enclosure System&trade; consists of 2-1/2-inch high riser bases, which provide the ability to perform field rough-in procedures prior to the arrival of the racks and enclosures. Also handy as a lower cable chase for passing cables between racks in multi-bay applications, riser bases feature 1/8-inch thick fully welded construction and an attractive black powder coat finish. Riser bases feature knockouts for passing cables between joined riser bases. Riser feet bring riser bases to a 12-inch height for use with raised floors. Raised floor support angles support floor tiles when used with riser bases and feet. Custom width, depth and height RIB Series riser bases are also available,
Racks | Middle Atlantic | RIB-1-DRK-42 | 1 BAY RISER BASE FOR 42"DP DRK | 714 | 642.6 | [8 empty] | 656747068911 | Y | 26 |  |  | https://assetserver.net/_assets/_prop65/shortform cancerandreprod_midat.jpg | US-United States | Mounts & Racks | Racks |  |  | 0 | [6 empty] | Timesaving and practical, the Raised Floor Enclosure System&trade; consists of 2-1/2-inch high riser bases, which provide the ability to perform field rough-in procedures prior to the arrival of the racks and enclosures. Also handy as a lower cable chase for passing cables between racks in multi-bay applications, riser bases feature 1/8-inch thick fully welded construction and an attractive black powder coat finish. Riser bases feature knockouts for passing cables between joined riser bases. Riser feet bring riser bases to a 12-inch height for use with raised floors. Raised floor support angles support floor tiles when used with riser bases and feet. Custom width, depth and height RIB Series riser bases are also available,
Racks | Middle Atlantic | RIB-1-GRK-30B | 1-BAY GRK RISER BASE,30DP,4"H | 575 | 517.5 | [8 empty] | 656747062957 | Y | 21 |  |  | https://assetserver.net/_assets/_prop65/shortform cancerandreprod_midat.jpg | US-United States | Mounts & Racks | Racks |  |  | 0 | Form Factor: Floor Standing | Height: 4" | Environmentally Friendly: Yes | Environmental Certification: GREENGUARD | Environmental Certification: GREENGUARD | 33.000 x 25.000 x 6.000 | <p>1 Bay Riser Base, 4" Height, Accommodates GRK 30" Racks</p>
Racks | Middle Atlantic | RIB-1-GRK-36B | 1-BAY GRK RISER BASE,36DP,4"H | 668 | 601.2 | [8 empty] | 656747061493 | Y | 24 |  |  | https://assetserver.net/_assets/_prop65/shortform cancerandreprod_midat.jpg | US | Mounts & Racks | Racks |  |  | 0 | Form Factor: Floor Standing | Height: 4" | Environmentally Friendly: Yes | Environmental Certification: GREENGUARD | Environmental Certification: GREENGUARD | 24.000 x 5.000 x 38.000 | <p>1 Bay Riser Base, 4" Height, Accommodates GRK 36" Racks</p>
Racks | Middle Atlantic | RIB-1-GRK-42B | 1 BAY RISER BASE 42"DP GRK | 724 | 651.6 | [8 empty] | 656747123610 | Y | 24.27 |  |  | https://assetserver.net/_assets/_prop65/shortform cancerandreprod_midat.jpg | US-United States | Mounts & Racks | Racks |  |  | 0 | Form Factor: Floor Standing | Height: 4" | Environmentally Friendly: Yes | Environmental Certification: GREENGUARD | Environmental Certification: GREENGUARD | 43.000 x 22.500 x 4.000 | <p>1 Bay Riser Base, 4" Height, Accommodates GRK 42" Racks</p>
Racks | Middle Atlantic | RIB-1-MRK-26 | 1 BAY RISER BASE FOR 26DP MRK | 570 | 513 | [8 empty] | 656747030550 | Y | 15 |  |  | https://assetserver.net/_assets/_prop65/shortform cancerandreprod_midat.jpg | US-United States | Mounts & Racks | Racks |  |  | 0 | [5 empty] | 28.000 x 23.000 x 3.000 | Timesaving and practical, the Raised Floor Enclosure System&trade; consists of 2-1/2-inch high riser bases, which provide the ability to perform field rough-in procedures prior to the arrival of the racks and enclosures. Also handy as a lower cable chase for passing cables between racks in multi-bay applications, riser bases feature 1/8-inch thick fully welded construction and an attractive black powder coat finish. Riser bases feature knockouts for passing cables between joined riser bases. Riser feet bring riser bases to a 12-inch height for use with raised floors. Raised floor support angles support floor tiles when used with riser bases and feet. Custom width, depth and height RIB Series riser bases are also available,
Racks | Middle Atlantic | RIB-1-MRK-31 | 1 BAY RISER BASE:31DP MRK/VRK | 616 | 554.4 | [8 empty] | 656747030567 | Y | 21.5 |  |  | https://assetserver.net/_assets/_prop65/shortform cancerandreprod_midat.jpg | US-United States | Mounts & Racks | Racks |  |  | 0 | [5 empty] | 33.000 x 23.000 x 3.000 | Timesaving and practical, the Raised Floor Enclosure System&trade; consists of 2-1/2-inch high riser bases, which provide the ability to perform field rough-in procedures prior to the arrival of the racks and enclosures. Also handy as a lower cable chase for passing cables between racks in multi-bay applications, riser bases feature 1/8-inch thick fully welded construction and an attractive black powder coat finish. Riser bases feature knockouts for passing cables between joined riser bases. Riser feet bring riser bases to a 12-inch height for use with raised floors. Raised floor support angles support floor tiles when used with riser bases and feet. Custom width, depth and height RIB Series riser bases are also available,
Racks | Middle Atlantic | RIB-1-MRK-36 | 1 BAY RISER BASE:36DP MRK | 661 | 594.9 | [8 empty] | 656747035760 | Y | 22.6 |  |  | https://assetserver.net/_assets/_prop65/shortform cancerandreprod_midat.jpg | US-United States | Mounts & Racks | Racks |  |  | 0 | [5 empty] | 37.000 x 25.000 x 4.000 | Timesaving and practical, the Raised Floor Enclosure System&trade; consists of 2-1/2-inch high riser bases, which provide the ability to perform field rough-in procedures prior to the arrival of the racks and enclosures. Also handy as a lower cable chase for passing cables between racks in multi-bay applications, riser bases feature 1/8-inch thick fully welded construction and an attractive black powder coat finish. Riser bases feature knockouts for passing cables between joined riser bases. Riser feet bring riser bases to a 12-inch height for use with raised floors. Raised floor support angles support floor tiles when used with riser bases and feet. Custom width, depth and height RIB Series riser bases are also available,
Racks | Middle Atlantic | RIB-1-MRK-42 | 1 BAY RISER BASE FOR 42"DP MRK | 717 | 645.3 | [8 empty] | 656747068928 | Y | 21 |  |  | https://assetserver.net/_assets/_prop65/shortform cancerandreprod_midat.jpg | US-United States | Mounts & Racks | Racks |  |  | 0 | [6 empty] | Timesaving and practical, the Raised Floor Enclosure System&trade; consists of 2-1/2-inch high riser bases, which provide the ability to perform field rough-in procedures prior to the arrival of the racks and enclosures. Also handy as a lower cable chase for passing cables between racks in multi-bay applications, riser bases feature 1/8-inch thick fully welded construction and an attractive black powder coat finish. Riser bases feature knockouts for passing cables between joined riser bases. Riser feet bring riser bases to a 12-inch height for use with raised floors. Raised floor support angles support floor tiles when used with riser bases and feet. Custom width, depth and height RIB Series riser bases are also available,
Racks | Middle Atlantic | RIB-1-SNE24-36 | 1 BAY RISER BASE,ACCOMMODATES 24"WX36"D SNE | 666 | 599.4 | [8 empty] | 656747223877 | Y | 69 |  |  | https://assetserver.net/_assets/_prop65/shortform cancerandreprod_midat.jpg | US-United States | Mounts & Racks | Racks |  |  | 0 | 1/8" thick fully welded construction | Riser bases allow for field rough-in prior to arrival of racks and enclosures | Riser bases act as a lower cable chase for passing cables between racks in multi-bay installations | Ideal for use in raised floor installations when used with optional VFEET and ANGLE / WANGLE / DANGLE / WMANGLE / BANGLE / SANGLE | Available in custom widths, depths, heights and configurations | 40.000 x 8.000 x 6.000 | <p>1 Bay Riser Base for 24 Inch Wide, 36 D SNE</p>
Racks | Middle Atlantic | RIB-1-SNE24-42 | 1 BAY RISER BASE,ACCOMMODATES 24"WX42"D SNE | 725 | 652.5 | [8 empty] | 656747223884 | Y | 72 |  |  | https://assetserver.net/_assets/_prop65/shortform cancerandreprod_midat.jpg | US-United States | Mounts & Racks | Racks |  |  | 0 | Timesaving and practical system to rough-in rack installations | Heavy-duty welded construction with black powder coat finish | System is compromised of three individual components; 2-1/2" high riser bases, riser V-feet, and support angles. Each part is sold separately. | Base matches rack sizes, and allows cables to pass underneath | Optional riser feet raise the base to match raised floor installations | 46.000 x 28.000 x 6.000
Racks | Middle Atlantic | RIB-1-SNE27-36 | 1 BAY RISER BASE,ACCOMMODATES 27"WX36"D SNE | 679 | 611.1 | [8 empty] | 656747229367 | Y | 77 |  |  | https://assetserver.net/_assets/_prop65/shortform cancerandreprod_midat.jpg | US-United States | Mounts & Racks | Racks |  |  | 0 | Timesaving and practical system to rough-in rack installations | Heavy-duty welded construction with black powder coat finish | System is compromised of three individual components; 2-1/2" high riser bases, riser V-feet, and support angles. Each part is sold separately. | Base matches rack sizes, and allows cables to pass underneath | Optional riser feet raise the base to match raised floor installations | 40.000 x 31.000 x 6.000
Racks | Middle Atlantic | RIB-1-WMRK-36 | 1 BAY RISER BASE 36"DEEP WMRK | 661 | 594.9 | [8 empty] | 656747097560 | Y | 16 |  |  | https://assetserver.net/_assets/_prop65/shortform cancerandreprod_midat.jpg | US-United States | Mounts & Racks | Racks |  |  | 0 | [5 empty] | 36.000 x 38.000 x 5.000 | Timesaving and practical, the Raised Floor Enclosure System&trade; consists of 2-1/2-inch high riser bases, which provide the ability to perform field rough-in procedures prior to the arrival of the racks and enclosures. Also handy as a lower cable chase for passing cables between racks in multi-bay applications, riser bases feature 1/8-inch thick fully welded construction and an attractive black powder coat finish. Riser bases feature knockouts for passing cables between joined riser bases. Riser feet bring riser bases to a 12-inch height for use with raised floors. Raised floor support angles support floor tiles when used with riser bases and feet.
Racks | Middle Atlantic | RIB-1-WRK-27 | 1 BAY RISER BASE FOR 27D WRK | 570 | 513 | [8 empty] | 656747030574 | Y | 20.4 |  |  | https://assetserver.net/_assets/_prop65/shortform cancerandreprod_midat.jpg | US-United States | Mounts & Racks | Racks |  |  | 0 | [5 empty] | 28.000 x 25.000 x 3.000 | Timesaving and practical, the Raised Floor Enclosure System&trade; consists of 2-1/2-inch high riser bases, which provide the ability to perform field rough-in procedures prior to the arrival of the racks and enclosures. Also handy as a lower cable chase for passing cables between racks in multi-bay applications, riser bases feature 1/8-inch thick fully welded construction and an attractive black powder coat finish. Riser bases feature knockouts for passing cables between joined riser bases. Riser feet bring riser bases to a 12-inch height for use with raised floors. Raised floor support angles support floor tiles when used with riser bases and feet. Custom width, depth and height RIB Series riser bases are also available,
Racks | Middle Atlantic | RIB-1-WRK-32 | 1 BAY RISER BASE FOR 32D WRK | 616 | 554.4 | [8 empty] | 656747030581 | Y | 24 |  |  | https://assetserver.net/_assets/_prop65/shortform cancerandreprod_midat.jpg | US-United States | Mounts & Racks | Racks |  |  | 0 | [5 empty] | 34.000 x 26.000 x 3.000 | Timesaving and practical, the Raised Floor Enclosure System&trade; consists of 2-1/2-inch high riser bases, which provide the ability to perform field rough-in procedures prior to the arrival of the racks and enclosures. Also handy as a lower cable chase for passing cables between racks in multi-bay applications, riser bases feature 1/8-inch thick fully welded construction and an attractive black powder coat finish. Riser bases feature knockouts for passing cables between joined riser bases. Riser feet bring riser bases to a 12-inch height for use with raised floors. Raised floor support angles support floor tiles when used with riser bases and feet. Custom width, depth and height RIB Series riser bases are also available,
Racks | Middle Atlantic | RIB-2-BGR-27 | 2 BAY,27D,RISER BASE | 780 | 702 | [8 empty] | 656747143540 | Y | 44 |  |  | https://assetserver.net/_assets/_prop65/shortform cancerandreprod_midat.jpg | US-United States | Mounts & Racks | Racks |  |  | 0 | Timesaving and practical system to rough-in rack installations | Heavy-duty welded construction with black powder coat finish | System includes 2-1/2" high bases | Base matches rack sizes, and allows cables to pass underneath |  | 48.000 x 30.000 x 4.000 | <p>Timesaving and practical system to rough-in rack installations; 2-1/2" high</p>
Racks | Middle Atlantic | RIB-2-BGR-32 | 2 BAY,32D,RISER BASE | 841 | 756.9 | [8 empty] | 656747143496 | Y | 46 |  |  | https://assetserver.net/_assets/_prop65/shortform cancerandreprod_midat.jpg | US-United States | Mounts & Racks | Racks |  |  | 0 | Timesaving and practical system to rough-in rack installations | Heavy-duty welded construction with black powder coat finish | System includes 2-1/2" high bases | Base matches rack sizes, and allows cables to pass underneath |  | 48.000 x 35.000 x 4.000 | <p>Timesaving and practical system to rough-in rack installations; 2-1/2" high</p>
Racks | Middle Atlantic | RIB-2-BGR-38 | 2 BAY,38D,RISER BASE | 909 | 818.1 | [8 empty] | 656747143441 | Y | 48 |  |  | https://assetserver.net/_assets/_prop65/shortform cancerandreprod_midat.jpg | US-United States | Mounts & Racks | Racks |  |  | 0 | Timesaving and practical system to rough-in rack installations | Heavy-duty welded construction with black powder coat finish | System includes 2-1/2" high bases | Base matches rack sizes, and allows cables to pass underneath |  | 48.000 x 41.000 x 4.000 | <p>Timesaving and practical system to rough-in rack installations; 2-1/2" high</p>
Racks | Middle Atlantic | RIB-2-DRK-42 | 2 BAY RISER BASE FOR 42"DP DRK | 918 | 826.2 | [8 empty] | 656747068935 | Y | 42 | https://assetserver.net/_assets/middle atlantic/1000/rib2drk42.jpg |  | https://assetserver.net/_assets/_prop65/shortform cancerandreprod_midat.jpg | US-United States | Mounts & Racks | Racks |  |  | 0 | [6 empty] | Timesaving and practical, the Raised Floor Enclosure System&trade; consists of 2-1/2-inch high riser bases, which provide the ability to perform field rough-in procedures prior to the arrival of the racks and enclosures. Also handy as a lower cable chase for passing cables between racks in multi-bay applications, riser bases feature 1/8-inch thick fully welded construction and an attractive black powder coat finish. Riser bases feature knockouts for passing cables between joined riser bases. Riser feet bring riser bases to a 12-inch height for use with raised floors. Raised floor support angles support floor tiles when used with riser bases and feet. Custom width, depth and height RIB Series riser bases are also available,
Racks | Middle Atlantic | RIB-2-GRK-24B | 2-BAY GRK RISER BASE,24D,4"H | 820 | 738 | [8 empty] | 656747062964 | Y | 32 |  |  | https://assetserver.net/_assets/_prop65/shortform cancerandreprod_midat.jpg | US-United States | Mounts & Racks | Racks |  |  | 0 | Form Factor: Floor Standing | Height: 4" | Environmentally Friendly: Yes | Environmental Certification: GREENGUARD | Environmental Certification: GREENGUARD |  | <p>2 Bay Riser Base, 4" Height, Accommodates GRK 24" Racks</p>
Racks | Middle Atlantic | RIB-2-GRK-30B | 2-BAY GRK RISER BASE,30D,4"H | 820 | 738 | [8 empty] | 656747062971 | Y | 38 |  |  | https://assetserver.net/_assets/_prop65/shortform cancerandreprod_midat.jpg | US-United States | Mounts & Racks | Racks |  |  | 0 | Form Factor: Floor Standing | Height: 4" | Environmentally Friendly: Yes | Environmental Certification: GREENGUARD | Environmental Certification: GREENGUARD |  | <p>2 Bay Riser Base, 4" Height, Accommodates GRK 30" Racks</p>
Racks | Middle Atlantic | RIB-2-GRK-36B | 2-BAY GRK RISER BASE,36DP,4"H | 953 | 857.7 | [8 empty] | 656747062988 | Y | 41 |  |  | https://assetserver.net/_assets/_prop65/shortform cancerandreprod_midat.jpg | US-United States | Mounts & Racks | Racks |  |  | 0 | Form Factor: Floor Standing | Height: 4" | Environmentally Friendly: Yes | Environmental Certification: GREENGUARD | Environmental Certification: GREENGUARD | 46.000 x 39.000 x 6.000 | <p>2 Bay Riser Base, 4" Height, Accommodates GRK 36" Racks</p>
Racks | Middle Atlantic | RIB-2-GRK-42B | 2 BAY RISER BASE 42"DP GRK | 1032 | 928.8 | [8 empty] | 656747198533 | Y | 33.85 |  |  | https://assetserver.net/_assets/_prop65/shortform cancerandreprod_midat.jpg | US-United States | Mounts & Racks | Racks |  |  | 0 | Form Factor: Floor Standing | Height: 4" | Environmentally Friendly: Yes | Environmental Certification: GREENGUARD | Environmental Certification: GREENGUARD | 43.000 x 22.500 x 4.000 | <p>2 Bay Riser Base, 4" Height, Accommodates GRK 42" Racks</p>
Racks | Middle Atlantic | RIB-2-MRK-26 | 2 BAY RISER BASE FOR 26DP MRK | 810 | 729 | [8 empty] | 656747030598 | Y | 30 |  |  | https://assetserver.net/_assets/_prop65/shortform cancerandreprod_midat.jpg | US-United States | Mounts & Racks | Racks |  |  | 0 | [5 empty] | 46.000 x 30.000 x 5.000 | Timesaving and practical, the Raised Floor Enclosure System&trade; consists of 2-1/2-inch high riser bases, which provide the ability to perform field rough-in procedures prior to the arrival of the racks and enclosures. Also handy as a lower cable chase for passing cables between racks in multi-bay applications, riser bases feature 1/8-inch thick fully welded construction and an attractive black powder coat finish. Riser bases feature knockouts for passing cables between joined riser bases. Riser feet bring riser bases to a 12-inch height for use with raised floors. Raised floor support angles support floor tiles when used with riser bases and feet. Custom width, depth and height RIB Series riser bases are also available,
Racks | Middle Atlantic | RIB-2-MRK-31 | 2 BAY RISER BASE:31DP MRK/VRK | 875 | 787.5 | [8 empty] | 656747030604 | Y | 36 |  |  | https://assetserver.net/_assets/_prop65/shortform cancerandreprod_midat.jpg | US-United States | Mounts & Racks | Racks |  |  | 0 | [5 empty] | 36.000 x 46.000 x 5.000 | Timesaving and practical, the Raised Floor Enclosure System&trade; consists of 2-1/2-inch high riser bases, which provide the ability to perform field rough-in procedures prior to the arrival of the racks and enclosures. Also handy as a lower cable chase for passing cables between racks in multi-bay applications, riser bases feature 1/8-inch thick fully welded construction and an attractive black powder coat finish. Riser bases feature knockouts for passing cables between joined riser bases. Riser feet bring riser bases to a 12-inch height for use with raised floors. Raised floor support angles support floor tiles when used with riser bases and feet. Custom width, depth and height RIB Series riser bases are also available,
Racks | Middle Atlantic | RIB-2-MRK-36 | 2 BAY RISER BASE:36DP MRK | 944 | 849.6 | [8 empty] | 656747035777 | Y | 32 |  |  | https://assetserver.net/_assets/_prop65/shortform cancerandreprod_midat.jpg | US-United States | Mounts & Racks | Racks |  |  | 0 | [5 empty] | 46.000 x 39.000 x 5.000 | Timesaving and practical, the Raised Floor Enclosure System&trade; consists of 2-1/2-inch high riser bases, which provide the ability to perform field rough-in procedures prior to the arrival of the racks and enclosures. Also handy as a lower cable chase for passing cables between racks in multi-bay applications, riser bases feature 1/8-inch thick fully welded construction and an attractive black powder coat finish. Riser bases feature knockouts for passing cables between joined riser bases. Riser feet bring riser bases to a 12-inch height for use with raised floors. Raised floor support angles support floor tiles when used with riser bases and feet. Custom width, depth and height RIB Series riser bases are also available,
Racks | Middle Atlantic | RIB-2-MRK-42 | 2 BAY RISER BASE FOR 42"DP MRK | 1023 | 920.7 | [8 empty] | 656747068942 | Y | 40 |  |  | https://assetserver.net/_assets/_prop65/shortform cancerandreprod_midat.jpg | US-United States | Mounts & Racks | Racks |  |  | 0 | [5 empty] | 46.000 x 45.000 x 5.000 | Timesaving and practical, the Raised Floor Enclosure System&trade; consists of 2-1/2-inch high riser bases, which provide the ability to perform field rough-in procedures prior to the arrival of the racks and enclosures. Also handy as a lower cable chase for passing cables between racks in multi-bay applications, riser bases feature 1/8-inch thick fully welded construction and an attractive black powder coat finish. Riser bases feature knockouts for passing cables between joined riser bases. Riser feet bring riser bases to a 12-inch height for use with raised floors. Raised floor support angles support floor tiles when used with riser bases and feet. Custom width, depth and height RIB Series riser bases are also available,
Racks | Middle Atlantic | RIB-2-SNE24-36 | 2 BAY RISER BASE,ACCOMMODATES 24"WX36"D SNE | 953 | 857.7 | [8 empty] | 656747223907 | Y | 50 |  |  | https://assetserver.net/_assets/_prop65/shortform cancerandreprod_midat.jpg | US-United States | Mounts & Racks | Racks |  |  | 0 | Timesaving and practical system to rough-in rack installations | Heavy-duty welded construction with black powder coat finish | System is compromised of three individual components; 2-1/2" high riser bases, riser V-feet, and support angles. Each part is sold separately. | Base matches rack sizes, and allows cables to pass underneath | Optional riser feet raise the base to match raised floor installations | 51.000 x 39.000 x 4.500
Racks | Middle Atlantic | RIB-2-SNE24-42 | 2 BAY RISER BASE,ACCOMMODATES 24"WX42"D SNE | 1032 | 928.8 | [8 empty] | 656747223914 | Y | 52 |  |  | https://assetserver.net/_assets/_prop65/shortform cancerandreprod_midat.jpg | US-United States | Mounts & Racks | Racks |  |  | 0 | Timesaving and practical system to rough-in rack installations | Heavy-duty welded construction with black powder coat finish | System includes 2-1/2" high bases, riser feet, and support angles | Base matches rack sizes, and allows cables to pass underneath | Riser feet raise the base to match raised floor installations | 51.000 x 45.000 x 4.500 | RIB Series Riser bases provide advanced cable management
Racks | Middle Atlantic | RIB-2-SNE24-48 | 2 BAY RISER BASE,ACCOMMODATES 24"WX48"D SNE | 1113 | 1001.7 | [8 empty] | 656747223921 | Y | 75 |  |  | https://assetserver.net/_assets/_prop65/shortform cancerandreprod_midat.jpg | US-United States | Mounts & Racks | Racks |  |  | 0 | Timesaving and practical system to rough-in rack installations | Heavy-duty welded construction with black powder coat finish | System includes 2-1/2" high bases, riser feet, and support angles | Base matches rack sizes, and allows cables to pass underneath | Riser feet raise the base to match raised floor installations | 51.000 x 50.000 x 4.000 | RIB Series Riser bases provide advanced cable management
Racks | Middle Atlantic | RIB-2-WMRK-36 | 2 BAY RISER BASE 36"DEEP WMRK | 944 | 849.6 | [8 empty] | 656747100000 | Y | 25 |  |  | https://assetserver.net/_assets/_prop65/shortform cancerandreprod_midat.jpg | US-United States | Mounts & Racks | Racks |  |  | 0 | 1/8" thick fully welded construction | Riser bases allow for field rough-in prior to arrival of racks and enclosures | Riser bases act as a lower cable chase for passing cables between racks in multi-bay installations | Ideal for use in raised floor installations when used with optional VFEET and ANGLE / WANGLE / DANGLE / WMANGLE / BANGLE | Available in custom widths, depths, heights and configurations | 39.000 x 50.000 x 5.000 | <p>Timesaving and practical, the Raised Floor Enclosure System&trade; consists of 2-1/2" high riser bases, which provide the ability to perform field rough-in procedures prior to the arrival of the racks and enclosures. Also handy as a lower cable chase for passing cables between racks in multi-bay applications, riser bases feature 1/8" thick fully welded construction and an attractive black powder coat finish. Riser bases feature knockouts for passing cables between joined riser bases. Riser feet bring riser bases to a 12" height for use with raised floors. Raised floor support angles support floor tiles when used with riser bases and feet. Custom width, depth and height RIB Series riser bases are also available, please call for details.</p>
Racks | Middle Atlantic | RIB-2-WMRK-42 | 2 BAY RISER BASE,42"DP WMRK | 1023 | 920.7 | [8 empty] | 656747098017 | Y | 35 |  |  | https://assetserver.net/_assets/_prop65/shortform cancerandreprod_midat.jpg | US-United States | Mounts & Racks | Racks |  |  | 0 | Features: Cable Management | Color Family: Black | Product Color: Black | Product Material: Steel | Width: 47.9" | 50.000 x 45.000 x 6.000 | Timesaving and practical, the Raised Floor Enclosure System&trade; consists of 2-1/2-inch high riser bases, which provide the ability to perform field rough-in procedures prior to the arrival of the racks and enclosures. Also handy as a lower cable chase for passing cables between racks in multi-bay applications, riser bases feature 1/8-inch thick fully welded construction and an attractive black powder coat finish. Riser bases feature knockouts for passing cables between joined riser bases. Riser feet bring riser bases to a 12-inch height for use with raised floors. Raised floor support angles support floor tiles when used with riser bases and feet.
Racks | Middle Atlantic | RIB-2-WRK-32 | 2 BAY RISER BASE FOR 32D WRK | 875 | 787.5 | [8 empty] | 656747030628 | Y | 36 |  |  | https://assetserver.net/_assets/_prop65/shortform cancerandreprod_midat.jpg | US-United States | Mounts & Racks | Racks |  |  | 0 | [5 empty] | 35.000 x 50.000 x 5.000 | Timesaving and practical, the Raised Floor Enclosure System&trade; consists of 2-1/2-inch high riser bases, which provide the ability to perform field rough-in procedures prior to the arrival of the racks and enclosures. Also handy as a lower cable chase for passing cables between racks in multi-bay applications, riser bases feature 1/8-inch thick fully welded construction and an attractive black powder coat finish. Riser bases feature knockouts for passing cables between joined riser bases. Riser feet bring riser bases to a 12-inch height for use with raised floors. Raised floor support angles support floor tiles when used with riser bases and feet. Custom width, depth and height RIB Series riser bases are also available,
Racks | Middle Atlantic | RIB-3-BGR-27 | 3 BAY,27D,RISER BASE | 913 | 821.7 | [8 empty] | 656747143557 | Y | 60 |  |  | https://assetserver.net/_assets/_prop65/shortform cancerandreprod_midat.jpg | US-United States | Mounts & Racks | Racks |  |  | 0 | Timesaving and practical system to rough-in rack installations | Heavy-duty welded construction with black powder coat finish | System includes 2-1/2" high bases | Base matches rack sizes, and allows cables to pass underneath |  | 72.000 x 29.000 x 4.000 | <p>Timesaving and practical system to rough-in rack installations; 2-1/2" high</p>
Racks | Middle Atlantic | RIB-3-BGR-32 | 3 BAY,32D,RISER BASE | 988 | 889.2 | [8 empty] | 656747143502 | Y | 60 |  |  | https://assetserver.net/_assets/_prop65/shortform cancerandreprod_midat.jpg | US-United States | Mounts & Racks | Racks |  |  | 0 | Timesaving and practical system to rough-in rack installations | Heavy-duty welded construction with black powder coat finish | System includes 2-1/2" high bases | Base matches rack sizes, and allows cables to pass underneath |  | 71.000 x 35.000 x 4.000 | <p>Timesaving and practical system to rough-in rack installations; 2-1/2" high</p>
Racks | Middle Atlantic | RIB-3-BGR-38 | 3 BAY,38D,RISER BASE | 1064 | 957.6 | [8 empty] | 656747143458 | Y | 70 |  |  | https://assetserver.net/_assets/_prop65/shortform cancerandreprod_midat.jpg | US-United States | Mounts & Racks | Racks |  |  | 0 | Timesaving and practical system to rough-in rack installations | Heavy-duty welded construction with black powder coat finish | System includes 2-1/2" high bases | Base matches rack sizes, and allows cables to pass underneath |  | 71.000 x 41.000 x 5.000 | <p>Timesaving and practical system to rough-in rack installations; 2-1/2" high</p>
Racks | Middle Atlantic | RIB-3-DRK-42 | 3 BAY RISER BASE FOR 42"DP DRK | 1055 | 949.5 | [8 empty] | 656747068966 | Y | 60 |  |  | https://assetserver.net/_assets/_prop65/shortform cancerandreprod_midat.jpg | US-United States | Mounts & Racks | Racks |  |  | 0 | [6 empty] | Timesaving and practical, the Raised Floor Enclosure System&trade; consists of 2-1/2-inch high riser bases, which provide the ability to perform field rough-in procedures prior to the arrival of the racks and enclosures. Also handy as a lower cable chase for passing cables between racks in multi-bay applications, riser bases feature 1/8-inch thick fully welded construction and an attractive black powder coat finish. Riser bases feature knockouts for passing cables between joined riser bases. Riser feet bring riser bases to a 12-inch height for use with raised floors. Raised floor support angles support floor tiles when used with riser bases and feet. Custom width, depth and height RIB Series riser bases are also available,
Racks | Middle Atlantic | RIB-3-GRK-24B | 3-BAY GRK RISER BASE,24D,4"H | 959 | 863.1 | [8 empty] | 656747062995 | Y | 48 |  |  | https://assetserver.net/_assets/_prop65/shortform cancerandreprod_midat.jpg | US-United States | Mounts & Racks | Racks |  |  | 0 | Form Factor: Floor Standing | Height: 4" | Environmentally Friendly: Yes | Environmental Certification: GREENGUARD | Environmental Certification: GREENGUARD |  | <p>3 Bay Riser Base, 4" Height, Accommodates GRK 24" Racks</p>
Racks | Middle Atlantic | RIB-3-GRK-30B | 3-BAY GRK RISER BASE,30DP,4"H | 959 | 863.1 | [8 empty] | 656747063008 | Y | 56 |  |  | https://assetserver.net/_assets/_prop65/shortform cancerandreprod_midat.jpg | US-United States | Mounts & Racks | Racks |  |  | 0 | Form Factor: Floor Standing | Height: 4" | Environmentally Friendly: Yes | Environmental Certification: GREENGUARD | Environmental Certification: GREENGUARD | 68.000 x 32.000 x 4.000 | <p>3 Bay Riser Base, 4" Height, Accommodates GRK 30" Racks</p>
Racks | Middle Atlantic | RIB-3-GRK-36B | 3-BAY GRK RISER BASE,36DP,4"H | 1117 | 1005.3 | [8 empty] | 656747063015 | Y | 57 |  |  | https://assetserver.net/_assets/_prop65/shortform cancerandreprod_midat.jpg | US-United States | Mounts & Racks | Racks |  |  | 0 | Form Factor: Floor Standing | Product Color: Black | Height: 4" | Environmentally Friendly: Yes | Environmental Certification: GREENGUARD |  | <p>3 Bay Riser Base, 4" Height, Accommodates GRK 36" Racks</p>
Racks | Middle Atlantic | RIB-3-GRK-42B | 3 BAY RISER BASE 42"DP GRK | 1207 | 1086.3 | [8 empty] | 656747122767 | Y | 43.42 |  |  | https://assetserver.net/_assets/_prop65/shortform cancerandreprod_midat.jpg | US-United States | Mounts & Racks | Racks |  |  | 0 | Form Factor: Floor Standing | Product Color: Black | Height: 4" | Environmentally Friendly: Yes | Environmental Certification: GREENGUARD | 43.000 x 22.500 x 4.000 | <p>3 Bay Riser Base, 4" Height, Accommodates GRK 42" Racks</p>
Racks | Middle Atlantic | RIB-3-MRK-26 | 3 BAY RISER BASE FOR 26DP MRK | 949 | 854.1 | [8 empty] | 656747030635 | Y | 46 |  |  | https://assetserver.net/_assets/_prop65/shortform cancerandreprod_midat.jpg | US-United States | Mounts & Racks | Racks |  |  | 0 | [5 empty] | 72.000 x 30.000 x 5.000 | Timesaving and practical, the Raised Floor Enclosure System&trade; consists of 2-1/2-inch high riser bases, which provide the ability to perform field rough-in procedures prior to the arrival of the racks and enclosures. Also handy as a lower cable chase for passing cables between racks in multi-bay applications, riser bases feature 1/8-inch thick fully welded construction and an attractive black powder coat finish. Riser bases feature knockouts for passing cables between joined riser bases. Riser feet bring riser bases to a 12-inch height for use with raised floors. Raised floor support angles support floor tiles when used with riser bases and feet. Custom width, depth and height RIB Series riser bases are also available,
Racks | Middle Atlantic | RIB-3-MRK-31 | 3 BAY RISER BASE:31DP MRK/VRK | 1027 | 924.3 | [8 empty] | 656747030642 | Y | 54 |  |  | https://assetserver.net/_assets/_prop65/shortform cancerandreprod_midat.jpg | US-United States | Mounts & Racks | Racks |  |  | 0 | [5 empty] | 35.000 x 5.000 x 68.000 | Timesaving and practical, the Raised Floor Enclosure System&trade; consists of 2-1/2-inch high riser bases, which provide the ability to perform field rough-in procedures prior to the arrival of the racks and enclosures. Also handy as a lower cable chase for passing cables between racks in multi-bay applications, riser bases feature 1/8-inch thick fully welded construction and an attractive black powder coat finish. Riser bases feature knockouts for passing cables between joined riser bases. Riser feet bring riser bases to a 12-inch height for use with raised floors. Raised floor support angles support floor tiles when used with riser bases and feet. Custom width, depth and height RIB Series riser bases are also available,
Racks | Middle Atlantic | RIB-3-MRK-36 | 3 BAY RISER BASE:36DP MRK | 1108 | 997.2 | [8 empty] | 656747035784 | Y | 48 |  |  | https://assetserver.net/_assets/_prop65/shortform cancerandreprod_midat.jpg | US-United States | Mounts & Racks | Racks |  |  | 0 | [5 empty] | 72.000 x 38.000 x 5.000 | Timesaving and practical, the Raised Floor Enclosure System&trade; consists of 2-1/2-inch high riser bases, which provide the ability to perform field rough-in procedures prior to the arrival of the racks and enclosures. Also handy as a lower cable chase for passing cables between racks in multi-bay applications, riser bases feature 1/8-inch thick fully welded construction and an attractive black powder coat finish. Riser bases feature knockouts for passing cables between joined riser bases. Riser feet bring riser bases to a 12-inch height for use with raised floors. Raised floor support angles support floor tiles when used with riser bases and feet. Custom width, depth and height RIB Series riser bases are also available,
Racks | Middle Atlantic | RIB-3-MRK-42 | 3 BAY RISER BASE FOR 42"DP MRK | 1195 | 1075.5 | [8 empty] | 656747068959 | Y | 60 |  |  | https://assetserver.net/_assets/_prop65/shortform cancerandreprod_midat.jpg | US-United States | Mounts & Racks | Racks |  |  | 0 | [5 empty] | 67.500 x 45.000 x 4.000 | Timesaving and practical, the Raised Floor Enclosure System&trade; consists of 2-1/2-inch high riser bases, which provide the ability to perform field rough-in procedures prior to the arrival of the racks and enclosures. Also handy as a lower cable chase for passing cables between racks in multi-bay applications, riser bases feature 1/8-inch thick fully welded construction and an attractive black powder coat finish. Riser bases feature knockouts for passing cables between joined riser bases. Riser feet bring riser bases to a 12-inch height for use with raised floors. Raised floor support angles support floor tiles when used with riser bases and feet. Custom width, depth and height RIB Series riser bases are also available,
Racks | Middle Atlantic | RIB-3-SNE24-36 | 3 BAY RISER BASE,ACCOMMODATES 24"WX36"D SNE | 1117 | 1005.3 | [8 empty] | 656747223938 | Y | 33 |  |  | https://assetserver.net/_assets/_prop65/shortform cancerandreprod_midat.jpg | US-United States | Mounts & Racks | Racks |  |  | 0 | Timesaving and practical system to rough-in rack installations | Heavy-duty welded construction with black powder coat finish | System includes 2-1/2" high bases, riser feet, and support angles | Base matches rack sizes, and allows cables to pass underneath | Riser feet raise the base to match raised floor installations | 75.150 x 39.000 x 4.500 | RIB Series Riser bases provide advanced cable management
Racks | Middle Atlantic | RIB-3-SNE24-42 | 3 BAY RISER BASE,ACCOMMODATES 24"WX42'D SNE | 1207 | 1086.3 | [8 empty] | 656747223945 | Y | 35 |  |  | https://assetserver.net/_assets/_prop65/shortform cancerandreprod_midat.jpg | US-United States | Mounts & Racks | Racks |  |  | 0 | Timesaving and practical system to rough-in rack installations | Heavy-duty welded construction with black powder coat finish | System is compromised of three individual components; 2-1/2" high riser bases, riser V-feet, and support angles. Each part is sold separately. | Base matches rack sizes, and allows cables to pass underneath | Optional riser feet raise the base to match raised floor installations | 75.150 x 45.000 x 4.500
Racks | Middle Atlantic | RIB-3-SNE24-48 | 3 BAY RISER BASE,ACCOMMODATES 24"WX48"D SNE | 1303 | 1172.7 | [8 empty] | 656747229350 | Y | 38 |  |  | https://assetserver.net/_assets/_prop65/shortform cancerandreprod_midat.jpg | US-United States | Mounts & Racks | Racks |  |  | 0 | Timesaving and practical system to rough-in rack installations | Heavy-duty welded construction with black powder coat finish | System is compromised of three individual components; 2-1/2" high riser bases, riser V-feet, and support angles. Each part is sold separately. | Base matches rack sizes, and allows cables to pass underneath | Optional riser feet raise the base to match raised floor installations | 75.150 x 51.000 x 4.500
Racks | Middle Atlantic | RIB-3-WMRK-36 | 3 BAY RISER BASE 36"DEEP WMRK | 1108 | 997.2 | [8 empty] | 656747100017 | Y | 25 |  |  | https://assetserver.net/_assets/_prop65/shortform cancerandreprod_midat.jpg | US-United States | Mounts & Racks | Racks |  |  | 0 | Features: Cable Management | Product Color: Black | Product Material: Steel | Width: 71.9" | Depth: 36" |  | Timesaving and practical, the Raised Floor Enclosure System&trade; consists of 2-1/2-inch high riser bases, which provide the ability to perform field rough-in procedures prior to the arrival of the racks and enclosures. Also handy as a lower cable chase for passing cables between racks in multi-bay applications, riser bases feature 1/8-inch thick fully welded construction and an attractive black powder coat finish. Riser bases feature knockouts for passing cables between joined riser bases. Riser feet bring riser bases to a 12-inch height for use with raised floors. Raised floor support angles support floor tiles when used with riser bases and feet.
Racks | Middle Atlantic | RIB-3-WMRK-42 | 3 BAY RISER BASE 42"DEEP WMRK | 1195 | 1075.5 | [8 empty] | 656747100024 | Y | 67 |  |  | https://assetserver.net/_assets/_prop65/shortform cancerandreprod_midat.jpg | US-United States | Mounts & Racks | Racks |  |  | 0 | 1/8" thick fully welded construction | Riser bases allow for field rough-in prior to arrival of racks and enclosures | Riser bases act as a lower cable chase for passing cables between racks in multi-bay installations | Ideal for use in raised floor installations when used with optional VFEET and ANGLE / WANGLE / DANGLE / WMANGLE / BANGLE | Available in custom widths, depths, heights and configurations | 45.000 x 5.000 x 74.000 | <p>Timesaving and practical, the Raised Floor Enclosure System&trade; consists of 2-1/2" high riser bases, which provide the ability to perform field rough-in procedures prior to the arrival of the racks and enclosures. Also handy as a lower cable chase for passing cables between racks in multi-bay applications, riser bases feature 1/8" thick fully welded construction and an attractive black powder coat finish. Riser bases feature knockouts for passing cables between joined riser bases. Riser feet bring riser bases to a 12" height for use with raised floors. Raised floor support angles support floor tiles when used with riser bases and feet. Custom width, depth and height RIB Series riser bases are also available, please call for details.</p>
Racks | Middle Atlantic | RIB-3-WRK-32 | 3 BAY RISER BASE FOR 32D WRK | 1027 | 924.3 | [8 empty] | 656747030666 | Y | 54 |  |  | https://assetserver.net/_assets/_prop65/shortform cancerandreprod_midat.jpg | US-United States | Mounts & Racks | Racks |  |  | 0 | [5 empty] | 68.000 x 8.000 x 74.000 | Timesaving and practical, the Raised Floor Enclosure System&trade; consists of 2-1/2-inch high riser bases, which provide the ability to perform field rough-in procedures prior to the arrival of the racks and enclosures. Also handy as a lower cable chase for passing cables between racks in multi-bay applications, riser bases feature 1/8-inch thick fully welded construction and an attractive black powder coat finish. Riser bases feature knockouts for passing cables between joined riser bases. Riser feet bring riser bases to a 12-inch height for use with raised floors. Raised floor support angles support floor tiles when used with riser bases and feet. Custom width, depth and height RIB Series riser bases are also available,
Racks | Middle Atlantic | RIB-4-BGR-27 | 4 BAY,27D,RISER BASE | 1222 | 1099.8 | [8 empty] | 656747143564 | Y | 70 |  |  | https://assetserver.net/_assets/_prop65/shortform cancerandreprod_midat.jpg | US-United States | Mounts & Racks | Racks |  |  | 0 | Timesaving and practical system to rough-in rack installations | Heavy-duty welded construction with black powder coat finish | System includes 2-1/2" high bases | Base matches rack sizes, and allows cables to pass underneath |  | 95.000 x 30.000 x 4.000 | <p>Timesaving and practical system to rough-in rack installations; 2-1/2" high</p>
Racks | Middle Atlantic | RIB-4-BGR-32 | 4 BAY,32D,RISER BASE | 1319 | 1187.1 | [8 empty] | 656747143519 | Y | 72 |  |  | https://assetserver.net/_assets/_prop65/shortform cancerandreprod_midat.jpg | US-United States | Mounts & Racks | Racks |  |  | 0 | Timesaving and practical system to rough-in rack installations | Heavy-duty welded construction with black powder coat finish | System includes 2-1/2" high bases | Base matches rack sizes, and allows cables to pass underneath |  | 95.000 x 35.000 x 4.000 | <p>Timesaving and practical system to rough-in rack installations; 2-1/2" high</p>
Racks | Middle Atlantic | RIB-4-BGR-38 | 4 BAY,38D,RISER BASE | 1420 | 1278 | [8 empty] | 656747143465 | Y | 74 |  |  | https://assetserver.net/_assets/_prop65/shortform cancerandreprod_midat.jpg | US-United States | Mounts & Racks | Racks |  |  | 0 | Timesaving and practical system to rough-in rack installations | Heavy-duty welded construction with black powder coat finish | System includes 2-1/2" high bases | Base matches rack sizes, and allows cables to pass underneath |  | 95.000 x 41.000 x 4.000 | <p>Timesaving and practical system to rough-in rack installations; 2-1/2" high</p>
Racks | Middle Atlantic | RIB-4-GRK-30B | 4-BAY GRK RISER BASE,30DP,4"H | 1283 | 1154.7 | [8 empty] | 656747063039 | Y | 76 |  |  | https://assetserver.net/_assets/_prop65/shortform cancerandreprod_midat.jpg | US-United States | Mounts & Racks | Racks |  |  | 0 | Form Factor: Floor Standing | Product Color: Black | Height: 4" | Environmentally Friendly: Yes | Environmental Certification: GREENGUARD |  | <p>4 Bay Riser Base, 4" Height, Accommodates GRK 30" Racks</p>
Racks | Middle Atlantic | RIB-4-GRK-36B | 4-BAY GRK RISER BASE,36DP,4"H | 1493 | 1343.7 | [8 empty] | 656747063046 | Y | 81 |  |  | https://assetserver.net/_assets/_prop65/shortform cancerandreprod_midat.jpg | US-United States | Mounts & Racks | Racks |  |  | 0 | Form Factor: Floor Standing | Product Color: Black | Height: 4" | Environmentally Friendly: Yes | Environmental Certification: GREENGUARD |  | <p>4 Bay Riser Base, 4" Height, Accommodates GRK 36" Racks</p>
Racks | Middle Atlantic | RIB-4-GRK-42B | 4 BAY RISER BASE 42"DP GRK | 1614 | 1452.6 | [8 empty] | 656747262845 | Y | 52.99 |  |  | https://assetserver.net/_assets/_prop65/shortform cancerandreprod_midat.jpg | US-United States | Mounts & Racks | Racks |  |  | 0 | Form Factor: Floor Standing | Product Color: Black | Height: 4" | Environmentally Friendly: Yes | Environmental Certification: GREENGUARD | 43.000 x 22.500 x 4.000 | <p>4 Bay Riser Base, 4" Height, Accommodates GRK 42" Racks</p>
Racks | Middle Atlantic | RIB-4-MRK-26 | 4 BAY RISER BASE FOR 26DP MRK | 1272 | 1144.8 | [8 empty] | 656747030673 | Y | 65 |  |  | https://assetserver.net/_assets/_prop65/shortform cancerandreprod_midat.jpg | US-United States | Mounts & Racks | Racks |  |  | 0 | [5 empty] | 5.000 x 30.000 x 90.000 | Timesaving and practical, the Raised Floor Enclosure System&trade; consists of 2-1/2-inch high riser bases, which provide the ability to perform field rough-in procedures prior to the arrival of the racks and enclosures. Also handy as a lower cable chase for passing cables between racks in multi-bay applications, riser bases feature 1/8-inch thick fully welded construction and an attractive black powder coat finish. Riser bases feature knockouts for passing cables between joined riser bases. Riser feet bring riser bases to a 12-inch height for use with raised floors. Raised floor support angles support floor tiles when used with riser bases and feet. Custom width, depth and height RIB Series riser bases are also available,
Racks | Middle Atlantic | RIB-4-MRK-31 | 4 BAY RISER BASE:31DP MRK/VRK | 1372 | 1234.8 | [8 empty] | 656747030680 | Y | 76 |  |  | https://assetserver.net/_assets/_prop65/shortform cancerandreprod_midat.jpg | US-United States | Mounts & Racks | Racks |  |  | 0 | [5 empty] | 5.000 x 35.000 x 90.000 | Timesaving and practical, the Raised Floor Enclosure System&trade; consists of 2-1/2-inch high riser bases, which provide the ability to perform field rough-in procedures prior to the arrival of the racks and enclosures. Also handy as a lower cable chase for passing cables between racks in multi-bay applications, riser bases feature 1/8-inch thick fully welded construction and an attractive black powder coat finish. Riser bases feature knockouts for passing cables between joined riser bases. Riser feet bring riser bases to a 12-inch height for use with raised floors. Raised floor support angles support floor tiles when used with riser bases and feet. Custom width, depth and height RIB Series riser bases are also available,
Racks | Middle Atlantic | RIB-4-MRK-36 | 4 BAY RISER BASE:36DP MRK | 1478 | 1330.2 | [8 empty] | 656747035791 | Y | 68 |  |  | https://assetserver.net/_assets/_prop65/shortform cancerandreprod_midat.jpg | US-United States | Mounts & Racks | Racks |  |  | 0 | [5 empty] | 5.000 x 40.000 x 90.000 | Timesaving and practical, the Raised Floor Enclosure System&trade; consists of 2-1/2-inch high riser bases, which provide the ability to perform field rough-in procedures prior to the arrival of the racks and enclosures. Also handy as a lower cable chase for passing cables between racks in multi-bay applications, riser bases feature 1/8-inch thick fully welded construction and an attractive black powder coat finish. Riser bases feature knockouts for passing cables between joined riser bases. Riser feet bring riser bases to a 12-inch height for use with raised floors. Raised floor support angles support floor tiles when used with riser bases and feet. Custom width, depth and height RIB Series riser bases are also available,
Racks | Middle Atlantic | RIB-4-WRK-27 | 4 BAY RISER BASE FOR 27D WRK | 1272 | 1144.8 | [8 empty] | 656747030697 | Y | 68 |  |  | https://assetserver.net/_assets/_prop65/shortform cancerandreprod_midat.jpg | US-United States | Mounts & Racks | Racks |  |  | 0 | [5 empty] | 5.000 x 32.000 x 102.000 | Timesaving and practical, the Raised Floor Enclosure System&trade; consists of 2-1/2-inch high riser bases, which provide the ability to perform field rough-in procedures prior to the arrival of the racks and enclosures. Also handy as a lower cable chase for passing cables between racks in multi-bay applications, riser bases feature 1/8-inch thick fully welded construction and an attractive black powder coat finish. Riser bases feature knockouts for passing cables between joined riser bases. Riser feet bring riser bases to a 12-inch height for use with raised floors. Raised floor support angles support floor tiles when used with riser bases and feet. Custom width, depth and height RIB Series riser bases are also available,
Racks | Middle Atlantic | RIB-4-WRK-32 | 4 BAY RISER BASE FOR 32D WRK | 1372 | 1234.8 | [8 empty] | 656747030703 | Y | 76 |  |  | https://assetserver.net/_assets/_prop65/shortform cancerandreprod_midat.jpg | US-United States | Mounts & Racks | Racks |  |  | 0 | [5 empty] | 5.000 x 36.000 x 102.000 | Timesaving and practical, the Raised Floor Enclosure System&trade; consists of 2-1/2-inch high riser bases, which provide the ability to perform field rough-in procedures prior to the arrival of the racks and enclosures. Also handy as a lower cable chase for passing cables between racks in multi-bay applications, riser bases feature 1/8-inch thick fully welded construction and an attractive black powder coat finish. Riser bases feature knockouts for passing cables between joined riser bases. Riser feet bring riser bases to a 12-inch height for use with raised floors. Raised floor support angles support floor tiles when used with riser bases and feet. Custom width, depth and height RIB Series riser bases are also available,
Racks | Middle Atlantic | RIB-5-BGR-27 | 5 BAY,27D,RISER BASE | 1528 | 1375.2 | [8 empty] | 656747143571 | Y | 85 |  |  | https://assetserver.net/_assets/_prop65/shortform cancerandreprod_midat.jpg | US-United States | Mounts & Racks | Racks |  |  | 0 | Timesaving and practical system to rough-in rack installations | Heavy-duty welded construction with black powder coat finish | System includes 2-1/2" high bases | Base matches rack sizes, and allows cables to pass underneath |  | 118.000 x 29.000 x 4.000 | <p>Timesaving and practical system to rough-in rack installations; 2-1/2" high</p>
Racks | Middle Atlantic | RIB-5-BGR-32 | 5 BAY,32D,RISER BASE | 1652 | 1486.8 | [8 empty] | 656747143526 | Y | 1 |  |  | https://assetserver.net/_assets/_prop65/shortform cancerandreprod_midat.jpg | US-United States | Mounts & Racks | Racks |  |  | 0 | Timesaving and practical system to rough-in rack installations | Heavy-duty welded construction with black powder coat finish | System includes 2-1/2" high bases | Base matches rack sizes, and allows cables to pass underneath |  |  | <p>Timesaving and practical system to rough-in rack installations; 2-1/2" high</p>
Racks | Middle Atlantic | RIB-5-BGR-38 | 5 BAY,38D,RISER BASE | 1782 | 1603.8 | [8 empty] | 656747143472 | Y | 1 |  |  | https://assetserver.net/_assets/_prop65/shortform cancerandreprod_midat.jpg | US-United States | Mounts & Racks | Racks |  |  | 0 | Timesaving and practical system to rough-in rack installations | Heavy-duty welded construction with black powder coat finish | System includes 2-1/2" high bases | Base matches rack sizes, and allows cables to pass underneath |  |  | <p>Timesaving and practical system to rough-in rack installations; 2-1/2" high</p>
Racks | Middle Atlantic | RIB-5-GRK-30B | 5-BAY GRK RISER BASE,30DP,4"H | 1605 | 1444.5 | [8 empty] | 656747063060 | Y | 93 |  |  | https://assetserver.net/_assets/_prop65/shortform cancerandreprod_midat.jpg | US-United States | Mounts & Racks | Racks |  |  | 0 | Width: 106.7" | Depth: 28.1" | Environmentally Friendly: Yes | Environmental Certification: GREENGUARD | Environmental Certification: GREENGUARD |  | <p>5 Bay Riser Base, 4" Height, Accommodates GRK 30" Racks</p>
Racks | Middle Atlantic | RIB-5-GRK-36B | 5-BAY GRK RISER BASE,36DP,4"H | 1872 | 1684.8 | [8 empty] | 656747063077 | Y | 95 |  |  | https://assetserver.net/_assets/_prop65/shortform cancerandreprod_midat.jpg | US-United States | Mounts & Racks | Racks |  |  | 0 | Height: 4" | Environmentally Friendly: Yes | Environmental Certification: GREENGUARD | Environmental Certification: GREENGUARD |  | 116.000 x 39.000 x 6.000 | <p>5 Bay Riser Base, 4" Height, Accommodates GRK 36" Racks</p>
Racks | Middle Atlantic | RIB-5-GRK-42B | 5 BAY RISER BASE 42"DP GRK | 2018 | 1816.2 | [8 empty] | 656747197734 | Y | 62.57 |  |  | https://assetserver.net/_assets/_prop65/shortform cancerandreprod_midat.jpg | US-United States | Mounts & Racks | Racks |  |  | 0 | Height: 4" | Environmentally Friendly: Yes | Environmental Certification: GREENGUARD | Environmental Certification: GREENGUARD |  | 43.000 x 22.500 x 4.000 | <p>5 Bay Riser Base, 4" Height, Accommodates GRK 42" Racks</p>
Racks | Middle Atlantic | RIB-5-MRK-26 | 5 BAY RISER BASE FOR 26DP MRK | 1589 | 1430.1 | [8 empty] | 656747030710 | Y | 80 |  |  | https://assetserver.net/_assets/_prop65/shortform cancerandreprod_midat.jpg | US-United States | Mounts & Racks | Racks |  |  | 0 | [5 empty] | 5.000 x 30.000 x 111.000 | Timesaving and practical, the Raised Floor Enclosure System&trade; consists of 2-1/2-inch high riser bases, which provide the ability to perform field rough-in procedures prior to the arrival of the racks and enclosures. Also handy as a lower cable chase for passing cables between racks in multi-bay applications, riser bases feature 1/8-inch thick fully welded construction and an attractive black powder coat finish. Riser bases feature knockouts for passing cables between joined riser bases. Riser feet bring riser bases to a 12-inch height for use with raised floors. Raised floor support angles support floor tiles when used with riser bases and feet. Custom width, depth and height RIB Series riser bases are also available,
Racks | Middle Atlantic | RIB-5-MRK-31 | 5 BAY RISER BASE:31DP MRK/VRK | 1718 | 1546.2 | [8 empty] | 656747030727 | Y | 91 |  |  | https://assetserver.net/_assets/_prop65/shortform cancerandreprod_midat.jpg | US-United States | Mounts & Racks | Racks |  |  | 0 | [5 empty] | 5.000 x 35.000 x 111.000 | Timesaving and practical, the Raised Floor Enclosure System&trade; consists of 2-1/2-inch high riser bases, which provide the ability to perform field rough-in procedures prior to the arrival of the racks and enclosures. Also handy as a lower cable chase for passing cables between racks in multi-bay applications, riser bases feature 1/8-inch thick fully welded construction and an attractive black powder coat finish. Riser bases feature knockouts for passing cables between joined riser bases. Riser feet bring riser bases to a 12-inch height for use with raised floors. Raised floor support angles support floor tiles when used with riser bases and feet. Custom width, depth and height RIB Series riser bases are also available,
Racks | Middle Atlantic | RIB-5-MRK-36 | 5 BAY RISER BASE:36DP MRK | 1853 | 1667.7 | [8 empty] | 656747035807 | Y | 84 |  |  | https://assetserver.net/_assets/_prop65/shortform cancerandreprod_midat.jpg | US-United States | Mounts & Racks | Racks |  |  | 0 | [5 empty] | 5.000 x 40.000 x 111.000 | Timesaving and practical, the Raised Floor Enclosure System&trade; consists of 2-1/2-inch high riser bases, which provide the ability to perform field rough-in procedures prior to the arrival of the racks and enclosures. Also handy as a lower cable chase for passing cables between racks in multi-bay applications, riser bases feature 1/8-inch thick fully welded construction and an attractive black powder coat finish. Riser bases feature knockouts for passing cables between joined riser bases. Riser feet bring riser bases to a 12-inch height for use with raised floors. Raised floor support angles support floor tiles when used with riser bases and feet. Custom width, depth and height RIB Series riser bases are also available,
Racks | Middle Atlantic | RIB-5-WRK-32 | 5 BAY RISER BASE FOR 32D WRK | 1718 | 1546.2 | [8 empty] | 656747030741 | Y | 91 |  |  | https://assetserver.net/_assets/_prop65/shortform cancerandreprod_midat.jpg | US-United States | Mounts & Racks | Racks |  |  | 0 | [5 empty] | 5.000 x 36.000 x 123.000 | Timesaving and practical, the Raised Floor Enclosure System&trade; consists of 2-1/2-inch high riser bases, which provide the ability to perform field rough-in procedures prior to the arrival of the racks and enclosures. Also handy as a lower cable chase for passing cables between racks in multi-bay applications, riser bases feature 1/8-inch thick fully welded construction and an attractive black powder coat finish. Riser bases feature knockouts for passing cables between joined riser bases. Riser feet bring riser bases to a 12-inch height for use with raised floors. Raised floor support angles support floor tiles when used with riser bases and feet. Custom width, depth and height RIB Series riser bases are also available,
Racks | Middle Atlantic | RK10 | 10SP (17.5") RACK, 16" DEEP | 297 | 267.3 | [8 empty] | 656747076695 | Y | 29 |  |  | https://assetserver.net/_assets/_prop65/shortform cancerandreprod_midat.jpg | US-United States | Mounts & Racks | Racks |  |  | 0 | Application/Usage: A/V Equipment | Product Color: Black | Product Material: Wood | Product Material: Steel | Maximum Weight Capacity: 200 lb | 25.000 x 21.250 x 5.500 | The Middle Atlantic RK10 is a ready-to-assemble rack designed for easy shipping and convenient setup. Its flat shipment design allows for delivery via UPS, minimizing shipping costs and hassle. Assembly is quick and simple with the included hardware, making it ideal for those who need a fast, reliable rack solution. This compact rack includes 10-32 threaded front rackrails for secure mounting of your equipment. With dimensions of 16 inches in depth and 19 inches in height, the RK10 is perfect for smaller setups or where space is limited. Its sturdy construction and thoughtful design provide a durable and efficient solution for your rackmount needs.
Racks | Middle Atlantic | RK12 | 12SP(21)RACK, 16DEEP | 316 | 284.4 | [8 empty] | 656747014062 | Y | 31.5 |  |  | https://assetserver.net/_assets/_prop65/shortform cancerandreprod_midat.jpg | US-United States | Mounts & Racks | Racks |  |  | 0 | Product Color: Black | Product Material: Wood | Height: 22.5" | Depth: 16" | Limited Warranty: 7 Year | 21.000 x 27.000 x 5.000 | The RK-12 is a rack system that comes in a ready-to-assemble design allowing for flat shipment. The rack system can be easily assembled using the included hardware. The RK-12 comes with a 10-32 threaded front rack rail, which provides a secure and stable mounting solution for equipment. The rack system is built with high-quality materials, ensuring durability and longevity. The RK-12 is an ideal solution for those who need a reliable and sturdy rack system that can be easily assembled and shipped. It is a practical and cost-effective option for any setup that requires a rack system.
Racks | Middle Atlantic | RK14 | 14SP (24.5") RACK, 16" DEEP | 326 | 293.4 | [8 empty] | 656747076701 | Y | 31.2 |  |  | https://assetserver.net/_assets/_prop65/shortform cancerandreprod_midat.jpg | US-United States | Mounts & Racks | Racks |  |  | 0 | Application/Usage: A/V Equipment | Product Color: Black | Product Material: Wood Grain | Product Material: Steel | Maximum Weight Capacity: 200 lb | 29.000 x 21.000 x 5.000
Racks | Middle Atlantic | RK16 | 16SP(28)RACK, 16 DEEP | 330 | 297 | [8 empty] | 656747014093 | Y | 35.2 |  |  | https://assetserver.net/_assets/_prop65/shortform cancerandreprod_midat.jpg | US-United States | Mounts & Racks | Racks |  |  | 0 | Product Color: Black | Product Material: Steel | Maximum Weight Capacity: 200 lb | Height: 29.5" | Depth: 16" | 33.750 x 22.500 x 4.500
Racks | Middle Atlantic | RK2 | 2SP(3.5)RACK,16DEEP | 231 | 207.9 | [8 empty] | 656747014123 | Y | 16.2 |  |  | https://assetserver.net/_assets/_prop65/shortform cancerandreprod_midat.jpg | US-United States | Mounts & Racks | Racks |  |  | 0 | Product Color: Black | Product Material: Steel | Maximum Weight Capacity: 200 lb | Height: 3.5" | Depth: 16" | 25.000 x 21.000 x 5.500
Racks | Middle Atlantic | RK20 | 2SP(35)RACK, 16DEEP | 348 | 313.2 | [8 empty] | 656747014154 | Y | 41 |  |  | https://assetserver.net/_assets/_prop65/shortform cancerandreprod_midat.jpg | US-United States | Mounts & Racks | Racks |  |  | 0 | Application/Usage: A/V Equipment | Product Color: Black | Product Material: Wood Grain | Product Material: Steel | Maximum Weight Capacity: 200 lb | 21.000 x 41.000 x 5.000
Racks | Middle Atlantic | RK4 | 4SP(7)RACK, 16DEEP | 251 | 225.9 | [8 empty] | 656747014185 | Y | 18.2 |  |  | https://assetserver.net/_assets/_prop65/shortform cancerandreprod_midat.jpg | US-United States | Mounts & Racks | Racks |  |  | 0 | Application/Usage: A/V Equipment | Product Color: Black | Product Material: Wood | Product Material: Steel | Maximum Weight Capacity: 200 lb | 25.500 x 21.250 x 5.500
Racks | Middle Atlantic | RK6 | 6SP (10.5") RACK, 16" DEEP | 266 | 239.4 | [8 empty] | 656747076688 | Y | 25 |  |  | https://assetserver.net/_assets/_prop65/shortform cancerandreprod_midat.jpg | US-United States | Mounts & Racks | Racks |  |  | 0 | Application/Usage: A/V Equipment | Product Color: Black | Product Material: Wood | Product Material: Steel | Maximum Weight Capacity: 200 lb | 25.250 x 21.000 x 5.500
Racks | Middle Atlantic | RK8 | 8SP(14)RACK, 16DEEP | 287 | 258.3 | [8 empty] | 656747014215 | Y | 23.5 |  |  | https://assetserver.net/_assets/_prop65/shortform cancerandreprod_midat.jpg | US | Mounts & Racks | Racks |  |  | 0 | Product Color: Black | Product Material: Wood | Height: 5" | Depth: 16" | Limited Warranty: 7 Year | 21.000 x 24.000 x 5.000
Racks | Middle Atlantic | RK-GD10 | 10SP GLASS DOOR FOR BRK/OBRK | 253 | 227.7 | [8 empty] | 656747075926 | Y | 8.1 |  |  | https://assetserver.net/_assets/_prop65/shortform cancerandreprod_midat.jpg | US-United States | Mounts & Racks | Racks |  |  | 0 | Smoked, tempered glass door | Includes keylock |  |  |  | 22.000 x 22.000 x 5.750 | <p>Glass Tempered Doors for Laminate Racks</p>
Racks | Middle Atlantic | RK-GD12 | 12SP GLASS DOOR FOR BRK/OBRK | 279 | 251.1 | [8 empty] | 656747075933 | Y | 8 |  |  | https://assetserver.net/_assets/_prop65/shortform cancerandreprod_midat.jpg | US-United States | Mounts & Racks | Racks |  |  | 0 | Product Color: Smoke | Product Material: Glass | Compatible Rack Height: 12U | Compatibility: <p><b>Middle Atlantic Laminate Racks Series:</b></p><ul><li>RK</li><li>BRK</li></ul> | Limited Warranty: 1 Year | 25.000 x 22.500 x 5.250 | The RK-GD12 is a practical and stylish solution for those looking to add a tempered glass door to their laminate rack setup. This 12RU glass door is compatible with a wide range of racks, including RK, BRK, OBRK, and MBRK racks, making it versatile and easy to install. The tempered glass construction provides added durability and protection to the equipment inside, while the stylish design adds a modern touch to any rack setup.
Racks | Middle Atlantic | RK-GD20 | 20SP GLASS DOOR FOR BRK/OBRK | 368 | 331.2 | [8 empty] | 656747075964 | Y | 12 |  |  | https://assetserver.net/_assets/_prop65/shortform cancerandreprod_midat.jpg | US-United States | Mounts & Racks | Racks |  |  | 0 | Product Color: Smoke | Product Material: Glass | Compatible Rack Height: 20U | Compatibility: <p><b>Middle Atlantic Laminate Racks Series:</b></p><ul><li>RK</li><li>BRK</li></ul> | Limited Warranty: 1 Year | 39.500 x 22.000 x 5.750 | The RK-GD20 is a practical and stylish solution for those looking to add a tempered glass door to their laminate rack setup. This 20RU glass door is compatible with a wide range of racks, including RK, BRK, OBRK, and MBRK racks, making it versatile and easy to install. The tempered glass construction provides added durability and protection to the equipment inside, while the stylish design adds a modern touch to any rack setup.
Racks | Middle Atlantic | RK-GD28 | 28SP GLASS DOOR FOR BRK/MBRK | 439 | 395.1 | [8 empty] | 656747101427 | Y | 17 |  |  | https://assetserver.net/_assets/_prop65/shortform cancerandreprod_midat.jpg | US | Mounts & Racks | Racks |  |  | 0 | Product Material: Glass | Compatible Rack Height: 28U | Height: 48.9" | Width: 18.7" | Compatibility: <b>Middle Atlantic Racks:</b><ul><li>BRK</li><li>MBRK</li><li>OBRK</li><li>RK</li><li>SRK</li></ul> | 23.000 x 6.000 x 52.000
Racks | Middle Atlantic | RK-GD6 | 6SP GLASS DOOR FOR BRK/OBRK | 210 | 189 | [8 empty] | 656747075902 | Y | 4.9 |  |  | https://assetserver.net/_assets/_prop65/shortform cancerandreprod_midat.jpg | US-United States | Mounts & Racks | Racks |  |  | 0 | Smoked, tempered glass door | Includes keylock |  |  |  | 15.000 x 22.000 x 5.750 | <p>Glass Tempered Doors for Laminate Racks</p>
Racks | Middle Atlantic | RK-GD8 | 8SP GLASS DOOR FOR BRK/OBRK | 231 | 207.9 | 1 | 1 | [6 empty] | 656747075919 | Y | 7 |  |  | https://assetserver.net/_assets/_prop65/shortform cancerandreprod_midat.jpg | US | Mounts & Racks | Racks |  |  | 0 | Product Color: Smoke | Product Material: Glass | Compatible Rack Height: 8U | Compatibility: <b>Middle Atlantic Laminate Racks:<br></b><ul><li>RK</li><li>BRK</li></ul> | Limited Warranty: 1 Year | 18.500 x 22.000 x 5.750
Racks | Middle Atlantic | RK-RAP12 | 12SP RK REAR ACCESS KIT,BLACK | 285 | 256.5 | [8 empty] | 656747099694 | Y | 14 |  |  | https://assetserver.net/_assets/_prop65/shortform cancerandreprod_midat.jpg | US | Mounts & Racks | Racks |  |  | 0 | Matching rear access panel for 22" and 28" deep racks | Includes 2 space top vented panel and 2 space cable management panel | Includes keylock |  |  | 22.000 x 19.000 x 5.000
Racks | Middle Atlantic | RK-RAP12-MP | 12SP RK REAR ACCESS KIT,MAPLE | 285 | 256.5 | [8 empty] | 656747100796 | Y | 11 |  |  | https://assetserver.net/_assets/_prop65/shortform cancerandreprod_midat.jpg | US-United States | Mounts & Racks | Racks |  |  | 0 | Device Supported: Rack | Product Color: Maple | Product Material: Wood | Compatible Rack Height: 12U | Height: 21" | 27.000 x 21.000 x 5.000 | <p>Locking rear panel with brush cable entry, finish matches DTRK</p> <ul> <li>Locking rear access panel includes brush cable entry</li> <li>Finish matches DTRK racks</li> </ul>
Racks | Middle Atlantic | RK-RAP16-MP | 16SP RK REAR ACCESS KIT,MAPLE | 356 | 320.4 | [8 empty] | 656747100802 | Y | 20 |  |  | https://assetserver.net/_assets/_prop65/shortform cancerandreprod_midat.jpg | US-United States | Mounts & Racks | Racks |  |  | 0 | Product Color: Maple | Compatible Rack Height: 16U | Compatibility: <b>Middle Atlantic Studio Racks:</b><br><ul><li>RK Series</li><li>SRK Series</li><li>Mbrk Series</li></ul> | Limited Warranty: 7 Year |  | 25.000 x 21.000 x 5.000 | Locking rear panel with brush cable entry, finish matches DTRK
Racks | Middle Atlantic | RK-RAP20 | 20SP RK REAR ACCESS KIT,BLACK | 425 | 382.5 | [8 empty] | 656747099717 | Y | 24 | https://assetserver.net/_assets/middle atlantic/1000/rkrap20.jpg |  | https://assetserver.net/_assets/_prop65/shortform cancerandreprod_midat.jpg | US-United States | Mounts & Racks | Racks |  |  | 0 | [5 empty] | 32.000 x 21.000 x 5.000 | Locking rear panel with brush cable entry, finish matches DTRK
Racks | Middle Atlantic | RK-RAP20-MP | 20SP RK REAR ACCESS KIT,MAPLE | 425 | 382.5 | [8 empty] | 656747100819 | Y | 24 |  |  | https://assetserver.net/_assets/_prop65/shortform cancerandreprod_midat.jpg | US-United States | Mounts & Racks | Racks |  |  | 0 | Product Color: Maple | Product Material: Wood | Compatible Rack Height: 20U | Height: 35" | Width: 19.1" | 32.000 x 21.500 x 5.000
Racks | Middle Atlantic | RK-RAP28 | 28SP RK REAR ACCESS KIT,BLACK | 486 | 437.4 | [8 empty] | 656747099724 | Y | 28 | https://assetserver.net/_assets/middle atlantic/1000/rkrap28.jpg |  | https://assetserver.net/_assets/_prop65/shortform cancerandreprod_midat.jpg | US-United States | Mounts & Racks | Racks |  |  | 0 | [5 empty] | 46.000 x 21.000 x 5.000
Racks | Middle Atlantic | RK-RAP28-MP | 28SP RK REAR ACCESS KIT,MAPLE | 486 | 437.4 | 1 |  |  | 1 |  |  |  |  | 656747100826 | Y | 29 |  |  | https://assetserver.net/_assets/_prop65/shortform cancerandreprod_midat.jpg | US | Mounts & Racks | Racks |  |  | 0 | [5 empty] | 22.000 x 5.000 x 46.000
Racks | Middle Atlantic | RK-RAP8 | 8SP RK REAR ACCESS KIT,BLACK | 192 | 172.8 | [8 empty] | 656747099687 | Y | 12 |  |  | https://assetserver.net/_assets/_prop65/shortform cancerandreprod_midat.jpg | US-United States | Mounts & Racks | Racks |  |  | 0 | Matching rear access panel for 22" and 28" deep racks | Includes 2 space top vented panel and 2 space cable management panel | Includes keylock |  |  | 22.000 x 19.000 x 5.000
Racks | Middle Atlantic | RK-RAP8-MP | 8SP RK REAR ACCESS KIT,MAPLE | 192 | 172.8 | [8 empty] | 656747100789 | Y | 12 |  |  | https://assetserver.net/_assets/_prop65/shortform cancerandreprod_midat.jpg | US-United States | Mounts & Racks | Racks |  |  | 0 | Matching rear access panel for 22" and 28" deep racks | Includes 2 space top vented panel and 2 space cable management panel | Includes keylock |  |  | 24.000 x 21.000 x 5.000
Racks | Middle Atlantic | RK-RR10 | 10SP(17.5")RAIL KIT RK/BRK | 51 | 45.9 | [8 empty] | 656747076787 | Y | 2.45 |  |  | https://assetserver.net/_assets/_prop65/shortform cancerandreprod_midat.jpg | US-United States | Mounts & Racks | Racks |  |  | 0 | [5 empty] | 23.500 x 3.500 x 1.500
Racks | Middle Atlantic | RK-RR12 | 12SP(21")RAIL KIT RK/BRK | 64 | 57.6 | [8 empty] | 656747076794 | Y | 2.62 |  |  | https://assetserver.net/_assets/_prop65/shortform cancerandreprod_midat.jpg | US-United States | Mounts & Racks | Racks |  |  | 0 | Height: 21" | Limited Warranty: Lifetime |  |  |  | 23.500 x 3.500 x 1.250
Racks | Middle Atlantic | RK-RR14 | 14SP(24.5")RAIL KIT RK/BRK | 70 | 63 | [8 empty] | 656747076800 | Y | 3.14 | https://assetserver.net/_assets/middle atlantic/1000/rkrr14.jpg |  | https://assetserver.net/_assets/_prop65/shortform cancerandreprod_midat.jpg | US-United States | Mounts & Racks | Racks |  |  | 0 | [5 empty] | 25.000 x 2.000 x 3.500 | Heavy-gauge 10-32 threaded rackrail, sold in pairs
Racks | Middle Atlantic | RK-RR2 | 2SP(3.5")RAIL KIT RK/BRK | 18 | 16.2 | [8 empty] | 656747076749 | Y | 0.5 |  |  | https://assetserver.net/_assets/_prop65/shortform cancerandreprod_midat.jpg | US-United States | Mounts & Racks | Racks |  |  | 0 | [5 empty] | 3.500 x 2.000 x 0.500
Racks | Middle Atlantic | RK-RR20 | 20SP(35")RAIL KIT RK/BRK | 87 | 78.3 | [8 empty] | 656747076824 | Y | 4.9 | https://assetserver.net/_assets/middle atlantic/1000/rkrr20.jpg |  | https://assetserver.net/_assets/_prop65/shortform cancerandreprod_midat.jpg | US-United States | Mounts & Racks | Racks |  |  | 0 | [5 empty] | 36.000 x 4.000 x 2.000 | Heavy-gauge 10-32 threaded rackrail, sold in pairs
Racks | Middle Atlantic | RK-RR4 | 4SP(7")RAIL KIT RK/BRK | 28 | 25.2 | [8 empty] | 656747076756 | Y | 0.9 |  |  | https://assetserver.net/_assets/_prop65/shortform cancerandreprod_midat.jpg | US-United States | Mounts & Racks | Racks |  |  | 0 | Application/Usage: Rack | Product Material: Wood | Product Material: Steel | Height: 7" | Width: 0.7" | 7.000 x 2.000 x 0.500
Racks | Middle Atlantic | RK-RR6 | 6SP(10.5")RAIL KIT RK/BRK | 42 | 37.8 | [8 empty] | 656747076763 | Y | 1.3 |  |  | https://assetserver.net/_assets/_prop65/shortform cancerandreprod_midat.jpg | US-United States | Mounts & Racks | Racks |  |  | 0 | Application/Usage: Rack | Product Material: Wood | Product Material: Steel | Height: 10.5" | Width: 0.7" | 10.500 x 2.000 x 0.500 | <p>Heavy-gauge 10-32 threaded rackrail, sold in pairs</p><ul><li> Heavy-gauge 10-32 threaded rackrail</li><li> Sold in pairs</li></ul><p><br /></p>
Racks | Middle Atlantic | RK-RR8 | 8SP(14")RAIL KIT RK/BRK | 47 | 42.3 | [8 empty] | 656747076770 | Y | 2 | https://assetserver.net/_assets/middle atlantic/1000/rkrr8.jpg |  | https://assetserver.net/_assets/_prop65/shortform cancerandreprod_midat.jpg | US | Mounts & Racks | Racks |  |  | 0 | [5 empty] | 14.000 x 2.000 x 0.500 | Heavy-gauge 10-32 threaded rackrail, sold in pairs
Racks | Middle Atlantic | RKW-HD | BRK/RK WHEEL KIT HEAVY DUTY | 150 | 135 | [8 empty] | 656747099731 | Y | 2.55 |  |  | https://assetserver.net/_assets/_prop65/shortform cancerandreprod_midat.jpg | US-United States | Mounts & Racks | Racks |  |  | 0 | [5 empty] | 8.000 x 8.500 x 8.500 | Caster kit has 150 lb weight capacity; adds 2-3/4” to height
Racks | Middle Atlantic | RL10-38 | 38SP RELAYRACK 10/32 BLK POWCT | 518 | 466.2 | [8 empty] | 656747014369 | Y | 36.3 | https://assetserver.net/_assets/middle atlantic/1000/rl1038.jpg |  | https://assetserver.net/_assets/_prop65/shortform cancerandreprod_midat.jpg | US-United States | Mounts & Racks | Racks |  |  | 0 | [5 empty] | 73.000 x 8.000 x 4.000 | RL10-38 RL</b> <br />Series 19-inch 2-post open frame racks incorporate a self-squaring, self-leveling design for easy assembly. Top rails accommodate standard cable ladders. Strong steel construction. Choose from 10-32 and 12-24 threaded models.
Racks | Middle Atlantic | RL10-45 | 45SP RELAYRACK 10/32 BLK POWCT | 551 | 495.9 | [8 empty] | 656747014376 | Y | 40 | https://assetserver.net/_assets/middle atlantic/1000/rl1045.jpg |  | https://assetserver.net/_assets/_prop65/shortform cancerandreprod_midat.jpg | US-United States | Mounts & Racks | Racks |  |  | 0 | [5 empty] | 86.000 x 8.000 x 4.000 | RL10-45</b> <br />RL Series 19-inch 2-post open frame racks incorporate a self-squaring, self-leveling design for easy assembly. Top rails accommodate standard cable ladders. Strong steel construction. Choose from 10-32 and 12-24 threaded models.
Racks | Middle Atlantic | RL12-45 | 45SP RELAYRACK 12/24 BLK POWCT | 551 | 495.9 | 9 |  |  | 9 |  |  |  |  | 656747014451 | Y | 38.12 |  |  | https://assetserver.net/_assets/_prop65/shortform cancerandreprod_midat.jpg | US-United States | Mounts & Racks | Racks |  |  | 0 | Product Color: Black | Product Material: Steel | Maximum Weight Capacity: 800 lb | Height: 84.6" | Width: 19.6" | 86.000 x 8.500 x 5.000 | RL12-45</b> <br />RL Series 19-inch 2-post open frame racks incorporate a self-squaring, self-leveling design for easy assembly. Top rails accommodate standard cable ladders. Strong steel construction. Choose from 10-32 and 12-24 threaded models.
Racks | Middle Atlantic | RLA19-1245 | 45SP ALUM RELAYRACK,12-24 | 429 | 386.1 | [8 empty] | 656747042874 | Y | 39 | https://assetserver.net/_assets/middle atlantic/1000/rla191245.jpg |  | https://assetserver.net/_assets/_prop65/shortform cancerandreprod_midat.jpg | US-United States | Mounts & Racks | Racks |  |  | 0 | [5 empty] | 85.000 x 7.000 x 4.000
Racks | Middle Atlantic | RLA19-1245B | 45SP ALUM RELAY RK,12-24 BLACK | 429 | 386.1 | [8 empty] | 656747046490 | Y | 28.1 |  |  | https://assetserver.net/_assets/_prop65/shortform cancerandreprod_midat.jpg | US-United States | Mounts & Racks | Racks |  |  | 0 | [5 empty] | 86.000 x 8.000 x 4.000 | RLA19-1245B. The industry standard RLA Series two post open frame rack incorporates a 15-inch deep heavy-duty aluminum base and includes holes so that the rack can be secured to the floor. 12-24 threaded front and rear, with numbered rackspace increments. Includes 50 rack screws..
Racks | Middle Atlantic | RLA19-1251B | 51SP ALUM OPEN FRAME RACK,12/24,BLACK | 677 | 609.3 | [8 empty] | 656747094514 | Y | 30.9 | https://assetserver.net/_assets/middle atlantic/1000/rla191251b.jpg |  | https://assetserver.net/_assets/_prop65/shortform cancerandreprod_midat.jpg | US-United States | Mounts & Racks | Racks |  |  | 0 | Product Color: Black | Product Material: Aluminum | Static/Stationary Weight Capacity: 1600 lb | Height: 96.1" | Width: 20.3" | 98.000 x 6.000 x 4.000 | The industry standard RLA Series two post open frame rack incorporates a 15” deep heavy-duty aluminum base and includes holes so that the rack can be secured to the floor. 12-24 threaded front and rear, with numbered rackspace increments. Includes 50 rack screws.
Racks | Middle Atlantic | RLA-CC | 1PC CABLE DUCT | 529 | 476.1 | [8 empty] | 656747036965 | Y | 34 |  |  | https://assetserver.net/_assets/_prop65/shortform cancerandreprod_midat.jpg | US-United States | Mounts & Racks | Racks |  |  | 0 | Number of Pieces: 1 | Product Color: Black | Product Material: Steel | Height: 82.25" | Width: 5.25" | 86.000 x 10.000 x 7.000
Racks | Middle Atlantic | RM-KB | RACKMOUNT COMPUTER KEYBOARD | 946 | 851.4 | [8 empty] | 656747027116 | Y | 15.2 | https://assetserver.net/_assets/middle atlantic/1000/rmkb.jpg |  | https://assetserver.net/_assets/_prop65/shortform cancerandreprod_midat.jpg | US | Mounts & Racks | Racks |  |  | 0 | Limited Warranty: 3 Year |  |  |  |  | 24.000 x 23.000 x 4.000 | The slide-out RM-KB rackmount computer keyboard occupies one rackspace and includes a high-quality, full 101 key AT style keyboard with touchpad. The articulating arm provides effective cable management. Complete with 12' keyboard and USB adapter. Finished in a durable black powder coat.
Racks | Middle Atlantic | RM-KB-LCD17HD | 1SP KEYBOARD W/HIGH DEF LCD DIGITAL DISPLAY | 4931 | 4437.9 | [8 empty] | 656747241659 | Y | 41.5 |  |  | https://assetserver.net/_assets/_prop65/shortform cancerandreprod_midat.jpg | TW-Taiwan | Mounts & Racks | Racks |  |  | 0 | KVM Switch: No | Number of Computers Supported: 1 | Device Type: LCD Rack Console | Screen Size: 17.3" | Display Screen Type: LCD | 32.500 x 26.750 x 5.500 | <p><b>RM-KB-LCD17HD<br /></b>High definition rackmount consoles are designed for the needs of the AV system, with a 100% digital platform that maintains complete digital signal integrity. This results in data that remains intact between source and display with no compatibility issues and no need for specialty cabling or accessories. Supporting a broad range of applications, rackmount consoles are ideal whenever rackmount control and system monitoring is required. </p>
Racks | Middle Atlantic | RM-KB-LCD17KVMHD | 1SP KEYBOARD,HD LCD DIGITAL DISPLAY,8KVM | 5830 | 5247 | [8 empty] | 656747241666 | Y | 42 |  |  | https://assetserver.net/_assets/_prop65/shortform cancerandreprod_midat.jpg | TW | Mounts & Racks | Racks |  |  | 0 | High definition (1080P), widescreen (16:9) display | Designed for digital video, featuring an HDMI&reg; certified 100% digital platform including HDMI/DVI inputs and HDCP compliance | No special cables required - compatible with industry standard cables and extenders | KVM model is IP-enabled for remote monitoring and management | Compact, 1-rackspace design includes 17" widescreen display, keyboard and touchpad | 32.500 x 23.500 x 5.500 | EIA compliant 19" rackmount LCD monitor, keyboard with integrated touchpad shall be Middle Atlantic Products part # RM-KB-LCD17HD___ and shall occupy 1 rackspace (refer to chart). Overall dimensions shall be 1.75" H x 19" W x 25.23" D. RM-KB-LCD17HD__ shall have a rail to rail mounting range of 21.63" to 27.75" and require a minimum usable depth of 29.23". Keyboard shall have a standard 105 key USB keyboard with integrated touchpad. LCD display size shall be 17.3" diagonal with a native screen resolution of 1920 x 1080 and an aspect ratio of 16 x 9. Power source shall be 50/60 Hz, 120 - 240V AC with a power consumption of 19.4 watts. Included power cord shall be provided with a NEMA 5-15P plug. Keyboard with LCD display shall have an operating range of 32&deg;F - 104&deg;F. RM-KB-LCD17KVMHD shall include KVM switch with 8 ports. Keyboard with LCD display shall comply with FCC Part 15, IC ICES-003 and EU EMC Directive 2004/108/EC and 2014/30/EU Class A. Keyboard shall have a black finish. Rackmount LCD monitor and keyboard with integrated touchpad shall be RoHS EU Directive 2002/95/EC and 2011/65/EU compliant. Rackmount LCD and Keyboard shall be ETL Listed to UL 60950 in the US and Canada. Rackmount LCD and Keyboard shall be compliant with the EU Low voltage Directive. Rackmount LCD and keyboard shall meet EU EMC directive and the US and Canadian EMC regulations governed by the FCC and IC. Rackmount LCD monitor and keyboard with integrated touchpad shall be manufactured by an ISO 9001 and ISO 14001 registered company. Rackmount LCD monitor and keyboard with integrated touchpad shall be warrantied to be free from defects in parts or materials under normal use and conditions for a period of 1 year.
Racks | Middle Atlantic | RM-LCD-MT | 9SP,RACKMOUNT,LCD,TELESCOPING | 460 | 414 | [8 empty] | 656747115332 | Y | 21.6 |  |  | https://assetserver.net/_assets/_prop65/shortform cancerandreprod_midat.jpg | US | Mounts & Racks | Racks |  |  | 0 | Features: Adjustable Mounting Rails | Form Factor: Rack-mountable | Product Color: Black Powder Coat | Product Material: Steel | Maximum Weight Capacity: 35 lb | 22.300 x 19.300 x 12.000 | <b>RM-LCD-MK</b><br> Your choice of five mounting styles Generous front to back adjustment Versatile rackmounting of LCD screen from 15" to 19", including some 20" monitors Includes both VESA 75 and VESA 100 mounting patterns RM-LCD-MT can mount larger monitors, up to 32" depending on weight Two styles: - Enclosed backpan - fixed, pivot/tilt, articulating - Open panel - fixed, pivot/tilt, best choice for 16:9 monitors
Racks | Middle Atlantic | RM-LCD-PNLV | 3SP LCD PNL VESA ONLY | 132 | 118.8 | [8 empty] | 656747123870 | Y | 5.6 | https://assetserver.net/_assets/middle atlantic/1000/rmlcdpnlv.jpg |  | https://assetserver.net/_assets/_prop65/shortform cancerandreprod_midat.jpg | US | Mounts & Racks | Racks |  |  | 0 | Generous front to back adjustment | Versatile screen mounting using standard VESA 75 and VESA 100 patterns | Holds LCD screen sizes from 15” to 19”, and some 20” monitors |  |  | 21.000 x 6.300 x 4.000 | Now it’s easier than ever to rackmount LCD monitors! Middle Atlantic gives you a choice of five mounting styles, including fixed, tilting, and fully articulating models.
Racks | Middle Atlantic | RPS-KEY | REPLACEMENT KEYS FOR RPS | 12 | 10.8 | [8 empty] | 656747068188 | Y | 0.04 |  |  | https://assetserver.net/_assets/_prop65/shortform cancerandreprod_midat.jpg | US-United States | Mounts & Racks | Racks |  |  | 0 | Compatibility: <p>Middle Atlantic RPS-K Remote Power Switch</p> |  |  |  |  | 2.000 x 1.000 x 0.500
Racks | Middle Atlantic | RR2-3RCN | 2SP 3"D RACKRAIL RECESSOR | 66 | 59.4 | 25 | 23 | [5 empty] | 2 | 656747141966 | Y | 0.45 |  |  | https://assetserver.net/_assets/_prop65/shortform cancerandreprod_midat.jpg | US-United States | Mounts & Racks | Racks |  |  | 0 | Device Supported: Electronic Equipment | Product Color: Black | Height: 3.5" | Width: 3" | Limited Warranty: Lifetime | 9.500 x 4.000 x 0.500
Racks | Middle Atlantic | RRF10 | PAIR 10SP (17.5") RACK RAIL | 49 | 44.1 | [8 empty] | 656747014758 | Y | 2.27 |  |  | https://assetserver.net/_assets/_prop65/shortform cancerandreprod_midat.jpg | US-United States | Mounts & Racks | Racks |  |  | 0 | Device Supported: Rack | Features: Durable | Product Color: Black | Product Material: Steel | Depth: 0.1" | 17.500 x 2.000 x 0.500 | <p>Measuring 1/8" thick, our all-steel RRF rack rail is threaded for 10-32 screws. With full hole spacing, they are sold in pairs and designed for use with 19 1/8" wide rough openings. Durable black powder coat finish.</p>
Racks | Middle Atlantic | RRF12 | PAIR 12SP (21") RACK RAIL | 61 | 54.9 | [8 empty] | 656747014789 | Y | 2.8 |  |  | https://assetserver.net/_assets/_prop65/shortform cancerandreprod_midat.jpg | MX | Mounts & Racks | Racks |  |  | 0 | Product Color: Black | Product Material: Steel | Length: 21" | Limited Warranty: Lifetime |  | 25.000 x 4.000 x 4.000 | <p>Measuring 1/8" thick, our all-steel RRF rack rail is threaded for 10-32 screws. With full hole spacing, they are sold in pairs and designed for use with 19 1/8" wide rough openings. Durable black powder coat finish.</p>
Racks | Middle Atlantic | RRF14 | PAIR 14SP (24.5") RACK RAIL | 67 | 60.3 | [8 empty] | 656747014819 | Y | 3.15 |  |  | https://assetserver.net/_assets/_prop65/shortform cancerandreprod_midat.jpg | US-United States | Mounts & Racks | Racks |  |  | 0 | Product Color: Black | Height: 24.5" | Length: 24.5" | Thickness: 125 mil | Limited Warranty: Lifetime | 28.000 x 4.000 x 4.000 | <p>Measuring 1/8" thick, our all-steel RRF rack rail is threaded for 10-32 screws. With full hole spacing, they are sold in pairs and designed for use with 19 1/8" wide rough openings. Durable black powder coat finish.</p>
Racks | Middle Atlantic | RRF14-5MM | PAIR 14SP 5MM RAIL | 44 | 39.6 | [8 empty] | 0656747014826 | Y | 3 |  |  |  | US-United States of America | Mounts & Racks | Racks |  |  | 0 | [6 empty] | <p>All-steel RRF rackrail is threaded for 10-32 screws and is finished in a durable black e-coat finish. With EIA standard spacing, they are sold in pairs and designed for use with 19-1/8" wide rough openings.</p><ul><li>Sturdy 1/8" thick steel construction</li><li>Durable black e-coat finish</li></ul>
Racks | Middle Atlantic | RRF16 | PAIR 16SP (28") RACK RAIL | 73 | 65.7 | [8 empty] | 656747014840 | Y | 3.65 |  |  | https://assetserver.net/_assets/_prop65/shortform cancerandreprod_midat.jpg | US-United States | Mounts & Racks | Racks |  |  | 0 | Device Supported: Rack | Features: Durable | Features: Lightweight | Product Color: Black | Product Material: Steel | 31.000 x 4.000 x 4.000 | <p>Measuring 1/8" thick, our all-steel RRF rack rail is threaded for 10-32 screws. With full hole spacing, they are sold in pairs and designed for use with 19 1/8" wide rough openings. Durable black powder coat finish.</p>
Racks | Middle Atlantic | RRF18 | PAIR 18SP (31.5") RACK RAIL | 78 | 70.2 | [8 empty] | 656747014871 | Y | 3.89 |  |  | https://assetserver.net/_assets/_prop65/shortform cancerandreprod_midat.jpg | US | Mounts & Racks | Racks |  |  | 0 | Device Supported: Rack | Features: Durable | Product Color: Black | Product Material: Steel | Depth: 0.1" | 35.000 x 4.000 x 4.000 | <p>Measuring 1/8" thick, our all-steel RRF rack rail is threaded for 10-32 screws. With full hole spacing, they are sold in pairs and designed for use with 19 1/8" wide rough openings. Durable black powder coat finish.</p>
Racks | Middle Atlantic | RRF2 | PAIR 2SP (3.5") RACK RAIL | 17 | 15.3 | [8 empty] | 656747014901 | Y | 0.6 |  |  | https://assetserver.net/_assets/_prop65/shortform cancerandreprod_midat.jpg | US-United States | Mounts & Racks | Racks |  |  | 0 | Device Supported: Rack Rail | Features: Durable | Product Color: Black | Product Material: Aluminum | Length: 3.5" | 3.500 x 2.000 x 0.500 | Measuring 1/8"" thick, the all-steel RRF rack rail is threaded for 10-32 screws. With full hole spacing, they are sold in pairs and designed for use with 19 1/8"" wide rough openings. Durable black powder coat finish.<br /><br /> Aluminum rail now available, ideal for mobile, humid and marine applications. Finished in a durable black powder coat with bracketed rackspaces.
Racks | Middle Atlantic | RRF21 | PAIR 21SP (36.75") RACK RAIL | 89 | 80.1 | [8 empty] | 656747014932 | Y | 5.2 |  |  | https://assetserver.net/_assets/_prop65/shortform cancerandreprod_midat.jpg | MX | Mounts & Racks | Racks |  |  | 0 | Device Supported: Rack | Features: Durable | Product Color: Black | Product Material: Steel | Depth: 0.1" | 38.000 x 4.000 x 2.000 | <p>Measuring 1/8" thick, our all-steel RRF rack rail is threaded for 10-32 screws. With full hole spacing, they are sold in pairs and designed for use with 19 1/8" wide rough openings. Durable black powder coat finish.</p>
Racks | Middle Atlantic | RRF27 | PAIR 27SP (47.25") RACK RAIL | 109 | 98.1 | [8 empty] | 656747014963 | Y | 6.07 |  |  | https://assetserver.net/_assets/_prop65/shortform cancerandreprod_midat.jpg | US-United States | Mounts & Racks | Racks |  |  | 0 | Device Supported: Rack | Product Color: Black | Product Material: Steel | Height: 47.3" | Depth: 0.1" | 47.500 x 4.000 x 2.000 | <p>Measuring 1/8" thick, our all-steel RRF rack rail is threaded for 10-32 screws. With full hole spacing, they are sold in pairs and designed for use with 19 1/8" wide rough openings. Durable black powder coat finish.</p>
Racks | Middle Atlantic | RRF4 | PAIR 4SP (7) RACK RAIL | 27 | 24.3 | [8 empty] | 656747014994 | Y | 1 |  |  | https://assetserver.net/_assets/_prop65/shortform cancerandreprod_midat.jpg | US-United States | Mounts & Racks | Racks |  |  | 0 | Device Supported: Rack | Features: Durable | Product Color: Black | Product Material: Steel | Depth: 0.1" | 7.000 x 2.000 x 0.500 | <p>Measuring 1/8" thick, our all-steel RRF rack rail is threaded for 10-32 screws. With full hole spacing, they are sold in pairs and designed for use with 19 1/8" wide rough openings. Durable black powder coat finish.</p>
Racks | Middle Atlantic | RRF45 | PAIR 45SP FULL HOLE RACK RAIL | 173 | 155.7 | [8 empty] | 656747015069 | Y | 9.64 |  |  | https://assetserver.net/_assets/_prop65/shortform cancerandreprod_midat.jpg | US-United States | Mounts & Racks | Racks |  |  | 0 | Product Color: Black | Product Material: Steel | Length: 78.8" | Limited Warranty: Lifetime |  | 84.250 x 4.750 x 3.000 | <p>Measuring 1/8" thick, our all-steel RRF rack rail is threaded for 10-32 screws. With full hole spacing, they are sold in pairs and designed for use with 19 1/8" wide rough openings. Durable black powder coat finish.</p>
Racks | Middle Atlantic | RRF6 | PAIR 6SP (10.5") RACK RAIL | 40 | 36 | [8 empty] | 656747015120 | Y | 1.3 |  |  | https://assetserver.net/_assets/_prop65/shortform cancerandreprod_midat.jpg | US-United States | Mounts & Racks | Racks |  |  | 0 | Device Supported: Rack | Features: Durable | Product Color: Black | Product Material: Steel | Depth: 0.1" | 13.500 x 3.500 x 1.000 | <p>Measuring 1/8" thick, our all-steel RRF rack rail is threaded for 10-32 screws. With full hole spacing, they are sold in pairs and designed for use with 19 1/8" wide rough openings. Durable black powder coat finish.</p>
Racks | Middle Atlantic | RRF8 | PAIR 8SP (14) RACK RAIL | 45 | 40.5 | [8 empty] | 656747015151 | Y | 1.8 |  |  | https://assetserver.net/_assets/_prop65/shortform cancerandreprod_midat.jpg | US | Mounts & Racks | Racks |  |  | 0 | Product Color: Black | Product Material: Steel | Length: 14" | Limited Warranty: Lifetime |  | 14.000 x 2.000 x 0.500 | <p>Measuring 1/8" thick, our all-steel RRF rack rail is threaded for 10-32 screws. With full hole spacing, they are sold in pairs and designed for use with 19 1/8" wide rough openings. Durable black powder coat finish.</p>
Racks | Middle Atlantic | RS-6036 | ENCLOSURE COVERING/PROTECTION,60"H,25"W,36"D,ZIPPERED,NYLON | 403 | 362.7 | [8 empty] | 656747179433 | Y | 4.3 |  |  | https://assetserver.net/_assets/_prop65/shortform cancerandreprod_midat.jpg | US-United States | Mounts & Racks | Racks |  |  | 0 | Rack Sack&trade; protects an installation in progress | Protects rack from dust and casual contact | Sturdy zippers on the corners make it easy to install and remove |  |  | 15.000 x 16.000 x 2.000 | <p>This heavy-duty cover will protect your installation while in progress, keeping it safe from dust and casual contact. Sturdy zippers on the corners make it easy to install and remove.</p>
Racks | Middle Atlantic | RS-8436 | ENCLOSURE COVERING/PROTECTION,84"H,25"W,36"D,ZIPPERED,NYLON | 449 | 404.1 | [8 empty] | 656747179440 | Y | 6.2 |  |  | https://assetserver.net/_assets/_prop65/shortform cancerandreprod_midat.jpg | US-United States | Mounts & Racks | Racks |  |  | 0 | Application/Usage: Rack | Features: Heavy Duty | Features: Zippered | Features: Sturdy | Product Material: Nylon | 20.000 x 12.000 x 5.000 | <p>This heavy-duty cover will protect your installation while in progress, keeping it safe from dust and casual contact. Sturdy zippers on the corners make it easy to install and remove.</p>
Racks | Middle Atlantic | RSH4A10R | CUSRACKSHLF10SP ANOD 15.5DP | 286 | 257.4 | [8 empty] | 656747015830 | Y | 15 |  |  | https://assetserver.net/_assets/_prop65/shortform cancerandreprod_midat.jpg | US-United States | Mounts & Racks | Racks |  |  | 0 | Form Factor: Rack-mountable | Product Color: Brushed Black | Product Material: Steel | Height: 17.5" | Width: 19" | 22.000 x 18.000 x 3.500 | <p>With the innovative RSH custom rackmounts, virtually any component can be installed in a standard 19" enclosure without modification. Custom cut to provide a perfect opening for the face of the component that is being mounted, each RSH unit provides a neatly-trimmed installation with a perfect fit and no gaps. With accurate details on over 9,500 components in our measured unit database, chances are we have the component needed on file. Unit assembles easily in minutes and includes rear brackets to prevent the mounted component from sliding back. Fully ventilated ears and bottom promote cooling. Depending on the needs of the installation, the units can be ordered with a black textured finish (model RSH4S) or a black brushed and anodized finish (model RSH4A). Bottom depths are automatically provided in 11-1/2", 14", 15-1/2", 17-1/2", or 20-1/2" styles. Custom rackmounts will accept any component up to 17-3/4" wide. Individual custom faces (less rack ears and shelf bottom) are also available in a black textured finish (model SFACE) or a black brushed and anodized finish (model AFACE). LCD rackmounts also available to mount most LCD monitors with up to a 17" screen size or with a maximum width of 17-3/8". NOTE: custom rackshelf height is specified at the factory based on physical restrictions. Visit middleatlantic.com to find heights on all measured components, or design the system in RackTools&reg; or Visio&reg; Blocks, which are both updated regularly with the latest components.</p> <ul> <li>Custom cut to provide a perfect opening in the face</li> <li>Comes with an appropriate-sized vented rackshelf<b></b></li> </ul>
Racks | Middle Atlantic | RSH4A10X | CUSRACKSHLF10SP ANOD 17.5DP | 286 | 257.4 | [8 empty] | 656747015915 | Y | 15 |  |  | https://assetserver.net/_assets/_prop65/shortform cancerandreprod_midat.jpg | US-United States | Mounts & Racks | Racks |  |  | 0 | Form Factor: Rack-mountable | Product Color: Brushed Black | Product Material: Steel | Height: 17.5" | Width: 19" | 22.000 x 18.000 x 3.500 | <p>With the innovative RSH custom rackmounts, virtually any component can be installed in a standard 19" enclosure without modification. Custom cut to provide a perfect opening for the face of the component that is being mounted, each RSH unit provides a neatly-trimmed installation with a perfect fit and no gaps. With accurate details on over 9,500 components in our measured unit database, chances are we have the component needed on file. Unit assembles easily in minutes and includes rear brackets to prevent the mounted component from sliding back. Fully ventilated ears and bottom promote cooling. Depending on the needs of the installation, the units can be ordered with a black textured finish (model RSH4S) or a black brushed and anodized finish (model RSH4A). Bottom depths are automatically provided in 11-1/2", 14", 15-1/2", 17-1/2", or 20-1/2" styles. Custom rackmounts will accept any component up to 17-3/4" wide. Individual custom faces (less rack ears and shelf bottom) are also available in a black textured finish (model SFACE) or a black brushed and anodized finish (model AFACE). LCD rackmounts also available to mount most LCD monitors with up to a 17" screen size or with a maximum width of 17-3/8". NOTE: custom rackshelf height is specified at the factory based on physical restrictions. Visit middleatlantic.com to find heights on all measured components, or design the system in RackTools&reg; or Visio&reg; Blocks, which are both updated regularly with the latest components.</p> <ul> <li>Custom cut to provide a perfect opening in the face</li> <li>Comes with an appropriate-sized vented rackshelf<b></b></li> </ul>
Racks | Middle Atlantic | RSH4A10XW | CUSWIDERSH10SP ANOD 17.5DP | 286 | 257.4 | [8 empty] | 656747032127 | Y | 15 |  |  | https://assetserver.net/_assets/_prop65/shortform cancerandreprod_midat.jpg | US-United States | Mounts & Racks | Racks |  |  | 0 | Application/Usage: Monitor | Application/Usage: LCD | Form Factor: Rack-mountable | Product Color: Black Powder Coat | Product Material: Steel | 22.000 x 18.000 x 3.500 | <p>With the innovative RSH custom rackmounts, virtually any component can be installed in a standard 19" enclosure without modification. Custom cut to provide a perfect opening for the face of the component that is being mounted, each RSH unit provides a neatly-trimmed installation with a perfect fit and no gaps. With accurate details on over 9,500 components in our measured unit database, chances are we have the component needed on file. Unit assembles easily in minutes and includes rear brackets to prevent the mounted component from sliding back. Fully ventilated ears and bottom promote cooling. Depending on the needs of the installation, the units can be ordered with a black textured finish (model RSH4S) or a black brushed and anodized finish (model RSH4A). Bottom depths are automatically provided in 11-1/2", 14", 15-1/2", 17-1/2", or 20-1/2" styles. Custom rackmounts will accept any component up to 17-3/4" wide. Individual custom faces (less rack ears and shelf bottom) are also available in a black textured finish (model SFACE) or a black brushed and anodized finish (model AFACE). LCD rackmounts also available to mount most LCD monitors with up to a 17" screen size or with a maximum width of 17-3/8". NOTE: custom rackshelf height is specified at the factory based on physical restrictions. Visit middleatlantic.com to find heights on all measured components, or design the system in RackTools&reg; or Visio&reg; Blocks, which are both updated regularly with the latest components.</p> <ul> <li>Custom cut to provide a perfect opening in the face</li> <li>Comes with an appropriate-sized vented rackshelf</li> </ul>
Racks | Middle Atlantic | RSH4A10XX | CUSRACKSHLF10SP ANOD 20.5DP | 286 | 257.4 | [8 empty] | 656747015939 | Y | 15 |  |  | https://assetserver.net/_assets/_prop65/shortform cancerandreprod_midat.jpg | US-United States | Mounts & Racks | Racks |  |  | 0 | Application/Usage: Monitor | Application/Usage: LCD | Form Factor: Rack-mountable | Product Color: Black Powder Coat | Product Material: Steel | 22.000 x 18.000 x 3.500 | <p>With the innovative RSH custom rackmounts, virtually any component can be installed in a standard 19" enclosure without modification. Custom cut to provide a perfect opening for the face of the component that is being mounted, each RSH unit provides a neatly-trimmed installation with a perfect fit and no gaps. With accurate details on over 9,500 components in our measured unit database, chances are we have the component needed on file. Unit assembles easily in minutes and includes rear brackets to prevent the mounted component from sliding back. Fully ventilated ears and bottom promote cooling. Depending on the needs of the installation, the units can be ordered with a black textured finish (model RSH4S) or a black brushed and anodized finish (model RSH4A). Bottom depths are automatically provided in 11-1/2", 14", 15-1/2", 17-1/2", or 20-1/2" styles. Custom rackmounts will accept any component up to 17-3/4" wide. Individual custom faces (less rack ears and shelf bottom) are also available in a black textured finish (model SFACE) or a black brushed and anodized finish (model AFACE). LCD rackmounts also available to mount most LCD monitors with up to a 17" screen size or with a maximum width of 17-3/8". NOTE: custom rackshelf height is specified at the factory based on physical restrictions. Visit middleatlantic.com to find heights on all measured components, or design the system in RackTools&reg; or Visio&reg; Blocks, which are both updated regularly with the latest components.</p> <ul> <li>Custom cut to provide a perfect opening in the face</li> <li>Comes with an appropriate-sized vented rackshelf</li> </ul>
Racks | Middle Atlantic | RSH4A11R | CUSRACKSHLF11SP ANOD 15.5DP | 286 | 257.4 | [8 empty] | 656747015953 | Y | 16 |  |  | https://assetserver.net/_assets/_prop65/shortform cancerandreprod_midat.jpg | US-United States | Mounts & Racks | Racks |  |  | 0 | Application/Usage: Monitor | Application/Usage: LCD | Form Factor: Rack-mountable | Product Color: Black Powder Coat | Product Material: Steel | 22.000 x 18.000 x 3.500 | <p>With the innovative RSH custom rackmounts, virtually any component can be installed in a standard 19" enclosure without modification. Custom cut to provide a perfect opening for the face of the component that is being mounted, each RSH unit provides a neatly-trimmed installation with a perfect fit and no gaps. With accurate details on over 9,500 components in our measured unit database, chances are we have the component needed on file. Unit assembles easily in minutes and includes rear brackets to prevent the mounted component from sliding back. Fully ventilated ears and bottom promote cooling. Depending on the needs of the installation, the units can be ordered with a black textured finish (model RSH4S) or a black brushed and anodized finish (model RSH4A). Bottom depths are automatically provided in 11-1/2", 14", 15-1/2", 17-1/2", or 20-1/2" styles. Custom rackmounts will accept any component up to 17-3/4" wide. Individual custom faces (less rack ears and shelf bottom) are also available in a black textured finish (model SFACE) or a black brushed and anodized finish (model AFACE). LCD rackmounts also available to mount most LCD monitors with up to a 17" screen size or with a maximum width of 17-3/8". NOTE: custom rackshelf height is specified at the factory based on physical restrictions. Visit middleatlantic.com to find heights on all measured components, or design the system in RackTools&reg; or Visio&reg; Blocks, which are both updated regularly with the latest components.</p> <ul> <li>Custom cut to provide a perfect opening in the face</li> <li>Comes with an appropriate-sized vented rackshelf</li> </ul>
Racks | Middle Atlantic | RSH4A11X | CUSRACKSHLF11SP ANOD 17.5DP | 286 | 257.4 | [8 empty] | 656747015984 | Y | 16 |  |  | https://assetserver.net/_assets/_prop65/shortform cancerandreprod_midat.jpg | US-United States | Mounts & Racks | Racks |  |  | 0 | Application/Usage: Monitor | Application/Usage: LCD | Form Factor: Rack-mountable | Product Color: Black Powder Coat | Product Material: Steel | 22.000 x 18.000 x 3.500 | <p>With the innovative RSH custom rackmounts, virtually any component can be installed in a standard 19" enclosure without modification. Custom cut to provide a perfect opening for the face of the component that is being mounted, each RSH unit provides a neatly-trimmed installation with a perfect fit and no gaps. With accurate details on over 9,500 components in our measured unit database, chances are we have the component needed on file. Unit assembles easily in minutes and includes rear brackets to prevent the mounted component from sliding back. Fully ventilated ears and bottom promote cooling. Depending on the needs of the installation, the units can be ordered with a black textured finish (model RSH4S) or a black brushed and anodized finish (model RSH4A). Bottom depths are automatically provided in 11-1/2", 14", 15-1/2", 17-1/2", or 20-1/2" styles. Custom rackmounts will accept any component up to 17-3/4" wide. Individual custom faces (less rack ears and shelf bottom) are also available in a black textured finish (model SFACE) or a black brushed and anodized finish (model AFACE). LCD rackmounts also available to mount most LCD monitors with up to a 17" screen size or with a maximum width of 17-3/8". NOTE: custom rackshelf height is specified at the factory based on physical restrictions. Visit middleatlantic.com to find heights on all measured components, or design the system in RackTools&reg; or Visio&reg; Blocks, which are both updated regularly with the latest components.</p> <ul> <li>Custom cut to provide a perfect opening in the face</li> <li>Comes with an appropriate-sized vented rackshelf</li> </ul>
Racks | Middle Atlantic | RSH4A11XX | CUSRACKSHLF11SP ANOD 20.5DP | 286 | 257.4 | [8 empty] | 656747016011 | Y | 16 |  |  | https://assetserver.net/_assets/_prop65/shortform cancerandreprod_midat.jpg | US-United States | Mounts & Racks | Racks |  |  | 0 | Form Factor: Rack-mountable | Product Color: Black | Product Material: Steel | Product Material: Aluminum | Maximum Weight Capacity: 250 lb | 22.000 x 18.000 x 3.500 | <p>With the innovative RSH custom rackmounts, virtually any component can be installed in a standard 19" enclosure without modification. Custom cut to provide a perfect opening for the face of the component that is being mounted, each RSH unit provides a neatly-trimmed installation with a perfect fit and no gaps. With accurate details on over 9,500 components in our measured unit database, chances are we have the component needed on file. Unit assembles easily in minutes and includes rear brackets to prevent the mounted component from sliding back. Fully ventilated ears and bottom promote cooling. Depending on the needs of the installation, the units can be ordered with a black textured finish (model RSH4S) or a black brushed and anodized finish (model RSH4A). Bottom depths are automatically provided in 11-1/2", 14", 15-1/2", 17-1/2", or 20-1/2" styles. Custom rackmounts will accept any component up to 17-3/4" wide. Individual custom faces (less rack ears and shelf bottom) are also available in a black textured finish (model SFACE) or a black brushed and anodized finish (model AFACE). LCD rackmounts also available to mount most LCD monitors with up to a 17" screen size or with a maximum width of 17-3/8". NOTE: custom rackshelf height is specified at the factory based on physical restrictions. Visit middleatlantic.com to find heights on all measured components, or design the system in RackTools&reg; or Visio&reg; Blocks, which are both updated regularly with the latest components.</p> <ul> <li>Custom cut to provide a perfect opening in the face</li> <li>Comes with an appropriate-sized vented rackshelf</li> </ul>
Racks | Middle Atlantic | RSH4A12R | CUSRACKSHLF12SP ANOD 15.5DP | 286 | 257.4 | [8 empty] | 656747016042 | Y | 17 |  |  | https://assetserver.net/_assets/_prop65/shortform cancerandreprod_midat.jpg | US-United States | Mounts & Racks | Racks |  |  | 0 | Application/Usage: Monitor | Application/Usage: LCD | Form Factor: Rack-mountable | Product Color: Black Powder Coat | Product Material: Steel | 22.000 x 18.000 x 3.500 | <p>With the innovative RSH custom rackmounts, virtually any component can be installed in a standard 19" enclosure without modification. Custom cut to provide a perfect opening for the face of the component that is being mounted, each RSH unit provides a neatly-trimmed installation with a perfect fit and no gaps. With accurate details on over 9,500 components in our measured unit database, chances are we have the component needed on file. Unit assembles easily in minutes and includes rear brackets to prevent the mounted component from sliding back. Fully ventilated ears and bottom promote cooling. Depending on the needs of the installation, the units can be ordered with a black textured finish (model RSH4S) or a black brushed and anodized finish (model RSH4A). Bottom depths are automatically provided in 11-1/2", 14", 15-1/2", 17-1/2", or 20-1/2" styles. Custom rackmounts will accept any component up to 17-3/4" wide. Individual custom faces (less rack ears and shelf bottom) are also available in a black textured finish (model SFACE) or a black brushed and anodized finish (model AFACE). LCD rackmounts also available to mount most LCD monitors with up to a 17" screen size or with a maximum width of 17-3/8". NOTE: custom rackshelf height is specified at the factory based on physical restrictions. Visit middleatlantic.com to find heights on all measured components, or design the system in RackTools&reg; or Visio&reg; Blocks, which are both updated regularly with the latest components.</p> <ul> <li>Custom cut to provide a perfect opening in the face</li> <li>Comes with an appropriate-sized vented rackshelf</li> </ul>
Racks | Middle Atlantic | RSH4A2MW | CUS WIDERSH2SP ANOD 14DP | 260 | 234 | [8 empty] | 656747034770 | Y | 7 |  |  | https://assetserver.net/_assets/_prop65/shortform cancerandreprod_midat.jpg | US-United States | Mounts & Racks | Racks |  |  | 0 | Form Factor: Rack-mountable | Product Color: Brushed Black | Product Material: Steel | Product Material: Aluminum | Height: 5.2" | 22.000 x 18.000 x 2.000 | <p>With the innovative RSH custom rackmounts, virtually any component can be installed in a standard 19" enclosure without modification. Custom cut to provide a perfect opening for the face of the component that is being mounted, each RSH unit provides a neatly-trimmed installation with a perfect fit and no gaps. With accurate details on over 9,500 components in our measured unit database, chances are we have the component needed on file. Unit assembles easily in minutes and includes rear brackets to prevent the mounted component from sliding back. Fully ventilated ears and bottom promote cooling. Depending on the needs of the installation, the units can be ordered with a black textured finish (model RSH4S) or a black brushed and anodized finish (model RSH4A). Bottom depths are automatically provided in 11-1/2", 14", 15-1/2", 17-1/2", or 20-1/2" styles. Custom rackmounts will accept any component up to 17-3/4" wide. Individual custom faces (less rack ears and shelf bottom) are also available in a black textured finish (model SFACE) or a black brushed and anodized finish (model AFACE). LCD rackmounts also available to mount most LCD monitors with up to a 17" screen size or with a maximum width of 17-3/8". NOTE: custom rackshelf height is specified at the factory based on physical restrictions. Visit middleatlantic.com to find heights on all measured components, or design the system in RackTools&reg; or Visio&reg; Blocks, which are both updated regularly with the latest components.</p> <ul> <li>Custom cut to provide a perfect opening in the face</li> <li>Comes with an appropriate-sized vented rackshelf<b></b></li> </ul>
Racks | Middle Atlantic | RSH4A2R | CUS RACKSHLF2SP ANOD 15.5DP | 260 | 234 | [8 empty] | 656747016080 | Y | 7 |  |  | https://assetserver.net/_assets/_prop65/shortform cancerandreprod_midat.jpg | US-United States | Mounts & Racks | Racks |  |  | 0 | Application/Usage: Tablet | Features: Vented Bottom | Form Factor: Rack-mountable | Product Color: Brushed Black | Product Material: Steel | 22.000 x 18.000 x 2.000 | With the innovative RSH custom rackmounts, virtually any component can be installed in a standard 19-inch enclosure without modification. Custom cut to provide a perfect opening for the face of the component that is being mounted, each RSH unit provides a neatly-trimmed installation with a perfect fit and no gaps. With accurate details on over 9,500 components in our measured unit database, chances are we have the component needed on file. Unit assembles easily in minutes and includes rear brackets to prevent the mounted component from sliding back. Fully ventilated ears and bottom promote cooling. Depending on the needs of the installation, the units can be ordered with a black textured finish (model RSH4S) or a black brushed and anodized finish (model RSH4A). Bottom depths are automatically provided in 11-1/2-inch, 14-inch, 15-1/2-inch, 17-1/2-inch, or 20-1/2-inch styles. Custom rackmounts will accept any component up to 17-3/4-inch wide.
Racks | Middle Atlantic | RSH4A2RW | CUS WIDERSH2SP ANOD 15.5DP | 260 | 234 | [8 empty] | 656747032202 | Y | 7 |  |  | https://assetserver.net/_assets/_prop65/shortform cancerandreprod_midat.jpg | US-United States | Mounts & Racks | Racks |  |  | 0 | Application/Usage: Monitor | Application/Usage: LCD | Form Factor: Rack-mountable | Product Color: Black Powder Coat | Product Material: Steel | 22.000 x 18.000 x 2.000 | <p>With the innovative RSH custom rackmounts, virtually any component can be installed in a standard 19" enclosure without modification. Custom cut to provide a perfect opening for the face of the component that is being mounted, each RSH unit provides a neatly-trimmed installation with a perfect fit and no gaps. With accurate details on over 9,500 components in our measured unit database, chances are we have the component needed on file. Unit assembles easily in minutes and includes rear brackets to prevent the mounted component from sliding back. Fully ventilated ears and bottom promote cooling. Depending on the needs of the installation, the units can be ordered with a black textured finish (model RSH4S) or a black brushed and anodized finish (model RSH4A). Bottom depths are automatically provided in 11-1/2", 14", 15-1/2", 17-1/2", or 20-1/2" styles. Custom rackmounts will accept any component up to 17-3/4" wide. Individual custom faces (less rack ears and shelf bottom) are also available in a black textured finish (model SFACE) or a black brushed and anodized finish (model AFACE). LCD rackmounts also available to mount most LCD monitors with up to a 17" screen size or with a maximum width of 17-3/8". NOTE: custom rackshelf height is specified at the factory based on physical restrictions. Visit middleatlantic.com to find heights on all measured components, or design the system in RackTools&reg; or Visio&reg; Blocks, which are both updated regularly with the latest components.</p> <ul> <li>Custom cut to provide a perfect opening in the face</li> <li>Comes with an appropriate-sized vented rackshelf</li> </ul>
Racks | Middle Atlantic | RSH4A2SW | CUS WIDERSH2SP ANOD 11.5DP | 260 | 234 | [8 empty] | 656747032264 | Y | 7 | https://assetserver.net/_assets/middle atlantic/1000/rsh4a2sw.jpg |  | https://assetserver.net/_assets/_prop65/shortform cancerandreprod_midat.jpg | US-United States | Mounts & Racks | Racks |  |  | 0 | Form Factor: Rack-mountable | Product Color: Black | Product Material: Steel | Height: 3.1" | Width: 17.8" | 22.000 x 18.000 x 2.000 | With the innovative RSH custom rackmounts, virtually any component can be installed in a standard 19-inch enclosure without modification. Custom cut to provide a perfect opening for the face of the component that is being mounted, each RSH unit provides a neatly-trimmed installation with a perfect fit and no gaps. With accurate details on over 9,500 components in our measured unit database, chances are we have the component needed on file. Unit assembles easily in minutes and includes rear brackets to prevent the mounted component from sliding back. Fully ventilated ears and bottom promote cooling. Depending on the needs of the installation, the units can be ordered with a black textured finish (model RSH4S) or a black brushed and anodized finish (model RSH4A). Bottom depths are automatically provided in 11-1/2-inch, 14-inch, 15-1/2-inch, 17-1/2-inch, or 20-1/2-inch styles. Custom rackmounts will accept any component up to 17-3/4-inch wide.
Racks | Middle Atlantic | RSH4A2X | CUS RACKSHLF2SP ANOD 17.5DP | 260 | 234 | [8 empty] | 656747016240 | Y | 7 |  |  | https://assetserver.net/_assets/_prop65/shortform cancerandreprod_midat.jpg | US-United States | Mounts & Racks | Racks |  |  | 0 | Application/Usage: Monitor | Application/Usage: LCD | Form Factor: Rack-mountable | Product Color: Black Powder Coat | Product Material: Steel | 22.000 x 18.000 x 2.000 | <p>With the innovative RSH custom rackmounts, virtually any component can be installed in a standard 19" enclosure without modification. Custom cut to provide a perfect opening for the face of the component that is being mounted, each RSH unit provides a neatly-trimmed installation with a perfect fit and no gaps. With accurate details on over 9,500 components in our measured unit database, chances are we have the component needed on file. Unit assembles easily in minutes and includes rear brackets to prevent the mounted component from sliding back. Fully ventilated ears and bottom promote cooling. Depending on the needs of the installation, the units can be ordered with a black textured finish (model RSH4S) or a black brushed and anodized finish (model RSH4A). Bottom depths are automatically provided in 11-1/2", 14", 15-1/2", 17-1/2", or 20-1/2" styles. Custom rackmounts will accept any component up to 17-3/4" wide. Individual custom faces (less rack ears and shelf bottom) are also available in a black textured finish (model SFACE) or a black brushed and anodized finish (model AFACE). LCD rackmounts also available to mount most LCD monitors with up to a 17" screen size or with a maximum width of 17-3/8". NOTE: custom rackshelf height is specified at the factory based on physical restrictions. Visit middleatlantic.com to find heights on all measured components, or design the system in RackTools&reg; or Visio&reg; Blocks, which are both updated regularly with the latest components.</p> <ul> <li>Custom cut to provide a perfect opening in the face</li> <li>Comes with an appropriate-sized vented rackshelf</li> </ul>
Racks | Middle Atlantic | RSH4A2XW | CUS WIDERSH2SP ANOD 17.5DP | 260 | 234 | [8 empty] | 656747032219 | Y | 7 |  |  | https://assetserver.net/_assets/_prop65/shortform cancerandreprod_midat.jpg | US-United States | Mounts & Racks | Racks |  |  | 0 | Application/Usage: Monitor | Application/Usage: LCD | Form Factor: Rack-mountable | Product Color: Black Powder Coat | Product Material: Steel | 22.000 x 18.000 x 2.000 | <p>With the innovative RSH custom rackmounts, virtually any component can be installed in a standard 19" enclosure without modification. Custom cut to provide a perfect opening for the face of the component that is being mounted, each RSH unit provides a neatly-trimmed installation with a perfect fit and no gaps. With accurate details on over 9,500 components in our measured unit database, chances are we have the component needed on file. Unit assembles easily in minutes and includes rear brackets to prevent the mounted component from sliding back. Fully ventilated ears and bottom promote cooling. Depending on the needs of the installation, the units can be ordered with a black textured finish (model RSH4S) or a black brushed and anodized finish (model RSH4A). Bottom depths are automatically provided in 11-1/2", 14", 15-1/2", 17-1/2", or 20-1/2" styles. Custom rackmounts will accept any component up to 17-3/4" wide. Individual custom faces (less rack ears and shelf bottom) are also available in a black textured finish (model SFACE) or a black brushed and anodized finish (model AFACE). LCD rackmounts also available to mount most LCD monitors with up to a 17" screen size or with a maximum width of 17-3/8". NOTE: custom rackshelf height is specified at the factory based on physical restrictions. Visit middleatlantic.com to find heights on all measured components, or design the system in RackTools&reg; or Visio&reg; Blocks, which are both updated regularly with the latest components.</p> <ul> <li>Custom cut to provide a perfect opening in the face</li> <li>Comes with an appropriate-sized vented rackshelf</li> </ul>
Racks | Middle Atlantic | RSH4A2XX | CUS RACKSHLF2SP ANOD 20.5DP | 260 | 234 | [8 empty] | 656747016288 | Y | 7 |  |  | https://assetserver.net/_assets/_prop65/shortform cancerandreprod_midat.jpg | US-United States | Mounts & Racks | Racks |  |  | 0 | Application/Usage: Monitor | Application/Usage: LCD | Form Factor: Rack-mountable | Product Color: Black Powder Coat | Product Material: Steel | 22.000 x 18.000 x 2.000 | <p>With the innovative RSH custom rackmounts, virtually any component can be installed in a standard 19" enclosure without modification. Custom cut to provide a perfect opening for the face of the component that is being mounted, each RSH unit provides a neatly-trimmed installation with a perfect fit and no gaps. With accurate details on over 9,500 components in our measured unit database, chances are we have the component needed on file. Unit assembles easily in minutes and includes rear brackets to prevent the mounted component from sliding back. Fully ventilated ears and bottom promote cooling. Depending on the needs of the installation, the units can be ordered with a black textured finish (model RSH4S) or a black brushed and anodized finish (model RSH4A). Bottom depths are automatically provided in 11-1/2", 14", 15-1/2", 17-1/2", or 20-1/2" styles. Custom rackmounts will accept any component up to 17-3/4" wide. Individual custom faces (less rack ears and shelf bottom) are also available in a black textured finish (model SFACE) or a black brushed and anodized finish (model AFACE). LCD rackmounts also available to mount most LCD monitors with up to a 17" screen size or with a maximum width of 17-3/8". NOTE: custom rackshelf height is specified at the factory based on physical restrictions. Visit middleatlantic.com to find heights on all measured components, or design the system in RackTools&reg; or Visio&reg; Blocks, which are both updated regularly with the latest components.</p> <ul> <li>Custom cut to provide a perfect opening in the face</li> <li>Comes with an appropriate-sized vented rackshelf</li> </ul>
Racks | Middle Atlantic | RSH4A2XXW | CUS WIDERSH2SP ANOD 20.5DP | 260 | 234 | [8 empty] | 656747032226 | Y | 7 |  |  | https://assetserver.net/_assets/_prop65/shortform cancerandreprod_midat.jpg | US-United States | Mounts & Racks | Racks |  |  | 0 | Form Factor: Rack-mountable | Product Color: Brushed Black | Product Material: Steel | Height: 5.2" | Width: 19" | 22.000 x 18.000 x 2.000 | <p>With the innovative RSH custom rackmounts, virtually any component can be installed in a standard 19" enclosure without modification. Custom cut to provide a perfect opening for the face of the component that is being mounted, each RSH unit provides a neatly-trimmed installation with a perfect fit and no gaps. With accurate details on over 9,500 components in our measured unit database, chances are we have the component needed on file. Unit assembles easily in minutes and includes rear brackets to prevent the mounted component from sliding back. Fully ventilated ears and bottom promote cooling. Depending on the needs of the installation, the units can be ordered with a black textured finish (model RSH4S) or a black brushed and anodized finish (model RSH4A). Bottom depths are automatically provided in 11-1/2", 14", 15-1/2", 17-1/2", or 20-1/2" styles. Custom rackmounts will accept any component up to 17-3/4" wide. Individual custom faces (less rack ears and shelf bottom) are also available in a black textured finish (model SFACE) or a black brushed and anodized finish (model AFACE). LCD rackmounts also available to mount most LCD monitors with up to a 17" screen size or with a maximum width of 17-3/8". NOTE: custom rackshelf height is specified at the factory based on physical restrictions. Visit middleatlantic.com to find heights on all measured components, or design the system in RackTools&reg; or Visio&reg; Blocks, which are both updated regularly with the latest components.</p> <ul> <li>Custom cut to provide a perfect opening in the face</li> <li>Comes with an appropriate-sized vented rackshelf<b></b></li> </ul>
Racks | Middle Atlantic | RSH4A3MW | CUS WIDERSH3SP ANOD 14DP | 260 | 234 | [8 empty] | 656747034794 | Y | 8 |  |  | https://assetserver.net/_assets/_prop65/shortform cancerandreprod_midat.jpg | US-United States | Mounts & Racks | Racks |  |  | 0 | Application/Usage: Monitor | Application/Usage: LCD | Form Factor: Rack-mountable | Product Color: Black Powder Coat | Product Material: Steel | 22.000 x 18.000 x 2.000 | <p>With the innovative RSH custom rackmounts, virtually any component can be installed in a standard 19" enclosure without modification. Custom cut to provide a perfect opening for the face of the component that is being mounted, each RSH unit provides a neatly-trimmed installation with a perfect fit and no gaps. With accurate details on over 9,500 components in our measured unit database, chances are we have the component needed on file. Unit assembles easily in minutes and includes rear brackets to prevent the mounted component from sliding back. Fully ventilated ears and bottom promote cooling. Depending on the needs of the installation, the units can be ordered with a black textured finish (model RSH4S) or a black brushed and anodized finish (model RSH4A). Bottom depths are automatically provided in 11-1/2", 14", 15-1/2", 17-1/2", or 20-1/2" styles. Custom rackmounts will accept any component up to 17-3/4" wide. Individual custom faces (less rack ears and shelf bottom) are also available in a black textured finish (model SFACE) or a black brushed and anodized finish (model AFACE). LCD rackmounts also available to mount most LCD monitors with up to a 17" screen size or with a maximum width of 17-3/8". NOTE: custom rackshelf height is specified at the factory based on physical restrictions. Visit middleatlantic.com to find heights on all measured components, or design the system in RackTools&reg; or Visio&reg; Blocks, which are both updated regularly with the latest components.</p> <ul> <li>Custom cut to provide a perfect opening in the face</li> <li>Comes with an appropriate-sized vented rackshelf</li> </ul>
Racks | Middle Atlantic | RSH4A3R | CUS RACKSHLF3SP ANOD 15.5DP | 260 | 234 | [8 empty] | 656747076404 | Y | 8 |  |  | https://assetserver.net/_assets/_prop65/shortform cancerandreprod_midat.jpg | US-United States | Mounts & Racks | Racks |  |  | 0 | Form Factor: Rack-mountable | Product Color: Brushed Black | Product Material: Steel | Product Material: Aluminum | Height: 5.3" | 22.000 x 18.000 x 2.000 | <p>With the innovative RSH custom rackmounts, virtually any component can be installed in a standard 19" enclosure without modification. Custom cut to provide a perfect opening for the face of the component that is being mounted, each RSH unit provides a neatly-trimmed installation with a perfect fit and no gaps. With accurate details on over 9,500 components in our measured unit database, chances are we have the component needed on file. Unit assembles easily in minutes and includes rear brackets to prevent the mounted component from sliding back. Fully ventilated ears and bottom promote cooling. Depending on the needs of the installation, the units can be ordered with a black textured finish (model RSH4S) or a black brushed and anodized finish (model RSH4A). Bottom depths are automatically provided in 11-1/2", 14", 15-1/2", 17-1/2", or 20-1/2" styles. Custom rackmounts will accept any component up to 17-3/4" wide. Individual custom faces (less rack ears and shelf bottom) are also available in a black textured finish (model SFACE) or a black brushed and anodized finish (model AFACE). LCD rackmounts also available to mount most LCD monitors with up to a 17" screen size or with a maximum width of 17-3/8". NOTE: custom rackshelf height is specified at the factory based on physical restrictions. Visit middleatlantic.com to find heights on all measured components, or design the system in RackTools&reg; or Visio&reg; Blocks, which are both updated regularly with the latest components.<br /><br /></p> <ul> <li>Custom cut to provide a perfect opening in the face</li> <li>Comes with an appropriate-sized vented rackshelf</li> </ul>
Racks | Middle Atlantic | RSH4A3RW | CUS WIDERSH3SP ANOD 15.5DP | 260 | 234 | [8 empty] | 656747032233 | Y | 8 |  |  | https://assetserver.net/_assets/_prop65/shortform cancerandreprod_midat.jpg | US-United States | Mounts & Racks | Racks |  |  | 0 | Application/Usage: Monitor | Application/Usage: LCD | Form Factor: Rack-mountable | Product Color: Black Powder Coat | Product Material: Steel | 22.000 x 18.000 x 2.000 | <p>With the innovative RSH custom rackmounts, virtually any component can be installed in a standard 19" enclosure without modification. Custom cut to provide a perfect opening for the face of the component that is being mounted, each RSH unit provides a neatly-trimmed installation with a perfect fit and no gaps. With accurate details on over 9,500 components in our measured unit database, chances are we have the component needed on file. Unit assembles easily in minutes and includes rear brackets to prevent the mounted component from sliding back. Fully ventilated ears and bottom promote cooling. Depending on the needs of the installation, the units can be ordered with a black textured finish (model RSH4S) or a black brushed and anodized finish (model RSH4A). Bottom depths are automatically provided in 11-1/2", 14", 15-1/2", 17-1/2", or 20-1/2" styles. Custom rackmounts will accept any component up to 17-3/4" wide. Individual custom faces (less rack ears and shelf bottom) are also available in a black textured finish (model SFACE) or a black brushed and anodized finish (model AFACE). LCD rackmounts also available to mount most LCD monitors with up to a 17" screen size or with a maximum width of 17-3/8". NOTE: custom rackshelf height is specified at the factory based on physical restrictions. Visit middleatlantic.com to find heights on all measured components, or design the system in RackTools&reg; or Visio&reg; Blocks, which are both updated regularly with the latest components.</p> <ul> <li>Custom cut to provide a perfect opening in the face</li> <li>Comes with an appropriate-sized vented rackshelf</li> </ul>
Racks | Middle Atlantic | RSH4A3SW | CUS WIDERSH3SP ANOD 11.5DP | 260 | 234 | [8 empty] | 656747032271 | Y | 8 |  |  | https://assetserver.net/_assets/_prop65/shortform cancerandreprod_midat.jpg | US-United States | Mounts & Racks | Racks |  |  | 0 | Application/Usage: Monitor | Application/Usage: LCD | Form Factor: Rack-mountable | Product Color: Black Powder Coat | Product Material: Steel | 22.000 x 18.000 x 2.000 | <p>With the innovative RSH custom rackmounts, virtually any component can be installed in a standard 19" enclosure without modification. Custom cut to provide a perfect opening for the face of the component that is being mounted, each RSH unit provides a neatly-trimmed installation with a perfect fit and no gaps. With accurate details on over 9,500 components in our measured unit database, chances are we have the component needed on file. Unit assembles easily in minutes and includes rear brackets to prevent the mounted component from sliding back. Fully ventilated ears and bottom promote cooling. Depending on the needs of the installation, the units can be ordered with a black textured finish (model RSH4S) or a black brushed and anodized finish (model RSH4A). Bottom depths are automatically provided in 11-1/2", 14", 15-1/2", 17-1/2", or 20-1/2" styles. Custom rackmounts will accept any component up to 17-3/4" wide. Individual custom faces (less rack ears and shelf bottom) are also available in a black textured finish (model SFACE) or a black brushed and anodized finish (model AFACE). LCD rackmounts also available to mount most LCD monitors with up to a 17" screen size or with a maximum width of 17-3/8". NOTE: custom rackshelf height is specified at the factory based on physical restrictions. Visit middleatlantic.com to find heights on all measured components, or design the system in RackTools&reg; or Visio&reg; Blocks, which are both updated regularly with the latest components.</p> <ul> <li>Custom cut to provide a perfect opening in the face</li> <li>Comes with an appropriate-sized vented rackshelf</li> </ul>
Racks | Middle Atlantic | RSH4A3X | CUS RACKSHLF3SP ANOD 17.5DP | 260 | 234 | [8 empty] | 656747016509 | Y | 8 |  |  | https://assetserver.net/_assets/_prop65/shortform cancerandreprod_midat.jpg | US-United States | Mounts & Racks | Racks |  |  | 0 | Custom cut to provide perfect opening | Enhanced for superior ventilation | Assembles easily in minutes | Rear brackets included to prevent mounted component from sliding back | Accepts any component up to 17-3/8" wide, iPad and iPod docks | 22.000 x 18.000 x 2.000 | EIA compliant 19" custom rackmount shall be Middle Atlantic Products model # RSH4(A,S) custom fit to accommodate the component installed in RSH (A- black brushed and anodized, S- textured black powder coat). RSH series custom rackshelf shall be constructed of the following materials: vented bottoms and side panels (ears) shall be steel with a durable flat black powder coat finish, faceplate shall be aluminum. RSH Series custom rackshelf shall have a weight capacity of __lbs. (refer to chart). Custom rackshelf shall be UL Listed in the US and Canada. Clamp kit for RSH series custom rackshelf shall be Middle Atlantic Products part # -C. Clamp kit shall be constructed of steel and finished in a durable black powder coat. Custom rackshelf shall be manufactured by an ISO 9001 and ISO 14001 registered company. Custom rackshelf shall be warrantied to be free from defects in material or workmanship under normal use and conditions for the lifetime of the product.
Racks | Middle Atlantic | RSH4A3XW | CUS WIDERSH3SP ANOD 17.5DP | 260 | 234 | [8 empty] | 656747032240 | Y | 8 |  |  | https://assetserver.net/_assets/_prop65/shortform cancerandreprod_midat.jpg | US-United States | Mounts & Racks | Racks |  |  | 0 | Form Factor: Rack-mountable | Product Color: Brushed Black | Product Material: Steel | Product Material: Aluminum | Height: 5.3" | 22.000 x 18.000 x 2.000 | <p>With the innovative RSH custom rackmounts, virtually any component can be installed in a standard 19" enclosure without modification. Custom cut to provide a perfect opening for the face of the component that is being mounted, each RSH unit provides a neatly-trimmed installation with a perfect fit and no gaps. With accurate details on over 9,500 components in our measured unit database, chances are we have the component needed on file. Unit assembles easily in minutes and includes rear brackets to prevent the mounted component from sliding back. Fully ventilated ears and bottom promote cooling. Depending on the needs of the installation, the units can be ordered with a black textured finish (model RSH4S) or a black brushed and anodized finish (model RSH4A). Bottom depths are automatically provided in 11-1/2", 14", 15-1/2", 17-1/2", or 20-1/2" styles. Custom rackmounts will accept any component up to 17-3/4" wide. Individual custom faces (less rack ears and shelf bottom) are also available in a black textured finish (model SFACE) or a black brushed and anodized finish (model AFACE). LCD rackmounts also available to mount most LCD monitors with up to a 17" screen size or with a maximum width of 17-3/8". NOTE: custom rackshelf height is specified at the factory based on physical restrictions. Visit middleatlantic.com to find heights on all measured components, or design the system in RackTools&reg; or Visio&reg; Blocks, which are both updated regularly with the latest components.</p> <ul> <li>Custom cut to provide a perfect opening in the face</li> <li>Comes with an appropriate-sized vented rackshelf<b></b></li> </ul>
Racks | Middle Atlantic | RSH4A3XX | CUS RACKSHLF3SP ANOD 20.5DP | 260 | 234 | [8 empty] | 656747016585 | Y | 8 |  |  | https://assetserver.net/_assets/_prop65/shortform cancerandreprod_midat.jpg | US-United States | Mounts & Racks | Racks |  |  | 0 | Application/Usage: Monitor | Application/Usage: LCD | Form Factor: Rack-mountable | Product Color: Black Powder Coat | Product Material: Steel | 22.000 x 18.000 x 2.000 | <p>With the innovative RSH custom rackmounts, virtually any component can be installed in a standard 19" enclosure without modification. Custom cut to provide a perfect opening for the face of the component that is being mounted, each RSH unit provides a neatly-trimmed installation with a perfect fit and no gaps. With accurate details on over 9,500 components in our measured unit database, chances are we have the component needed on file. Unit assembles easily in minutes and includes rear brackets to prevent the mounted component from sliding back. Fully ventilated ears and bottom promote cooling. Depending on the needs of the installation, the units can be ordered with a black textured finish (model RSH4S) or a black brushed and anodized finish (model RSH4A). Bottom depths are automatically provided in 11-1/2", 14", 15-1/2", 17-1/2", or 20-1/2" styles. Custom rackmounts will accept any component up to 17-3/4" wide. Individual custom faces (less rack ears and shelf bottom) are also available in a black textured finish (model SFACE) or a black brushed and anodized finish (model AFACE). LCD rackmounts also available to mount most LCD monitors with up to a 17" screen size or with a maximum width of 17-3/8". NOTE: custom rackshelf height is specified at the factory based on physical restrictions. Visit middleatlantic.com to find heights on all measured components, or design the system in RackTools&reg; or Visio&reg; Blocks, which are both updated regularly with the latest components.</p> <ul> <li>Custom cut to provide a perfect opening in the face</li> <li>Comes with an appropriate-sized vented rackshelf</li> </ul>
Racks | Middle Atlantic | RSH4A3XXW | CUS WIDERSH3SP ANOD 20.5DP | 260 | 234 | [8 empty] | 656747032257 | Y | 8 |  |  | https://assetserver.net/_assets/_prop65/shortform cancerandreprod_midat.jpg | US-United States | Mounts & Racks | Racks |  |  | 0 | Application/Usage: Monitor | Application/Usage: LCD | Form Factor: Rack-mountable | Product Color: Black Powder Coat | Product Material: Steel | 22.000 x 18.000 x 2.000 | <p>With the innovative RSH custom rackmounts, virtually any component can be installed in a standard 19" enclosure without modification. Custom cut to provide a perfect opening for the face of the component that is being mounted, each RSH unit provides a neatly-trimmed installation with a perfect fit and no gaps. With accurate details on over 9,500 components in our measured unit database, chances are we have the component needed on file. Unit assembles easily in minutes and includes rear brackets to prevent the mounted component from sliding back. Fully ventilated ears and bottom promote cooling. Depending on the needs of the installation, the units can be ordered with a black textured finish (model RSH4S) or a black brushed and anodized finish (model RSH4A). Bottom depths are automatically provided in 11-1/2", 14", 15-1/2", 17-1/2", or 20-1/2" styles. Custom rackmounts will accept any component up to 17-3/4" wide. Individual custom faces (less rack ears and shelf bottom) are also available in a black textured finish (model SFACE) or a black brushed and anodized finish (model AFACE). LCD rackmounts also available to mount most LCD monitors with up to a 17" screen size or with a maximum width of 17-3/8". NOTE: custom rackshelf height is specified at the factory based on physical restrictions. Visit middleatlantic.com to find heights on all measured components, or design the system in RackTools&reg; or Visio&reg; Blocks, which are both updated regularly with the latest components.</p> <ul> <li>Custom cut to provide a perfect opening in the face</li> <li>Comes with an appropriate-sized vented rackshelf</li> </ul>
Racks | Middle Atlantic | RSH4A4M | CUS RACKSHLF4SP ANOD 14DP | 260 | 234 | [8 empty] | 656747034800 | Y | 9 |  |  | https://assetserver.net/_assets/_prop65/shortform cancerandreprod_midat.jpg | US-United States | Mounts & Racks | Racks |  |  | 0 | Application/Usage: Monitor | Application/Usage: LCD | Form Factor: Rack-mountable | Product Color: Black Powder Coat | Product Material: Steel | 22.000 x 18.000 x 2.000 | <p>With the innovative RSH custom rackmounts, virtually any component can be installed in a standard 19" enclosure without modification. Custom cut to provide a perfect opening for the face of the component that is being mounted, each RSH unit provides a neatly-trimmed installation with a perfect fit and no gaps. With accurate details on over 9,500 components in our measured unit database, chances are we have the component needed on file. Unit assembles easily in minutes and includes rear brackets to prevent the mounted component from sliding back. Fully ventilated ears and bottom promote cooling. Depending on the needs of the installation, the units can be ordered with a black textured finish (model RSH4S) or a black brushed and anodized finish (model RSH4A). Bottom depths are automatically provided in 11-1/2", 14", 15-1/2", 17-1/2", or 20-1/2" styles. Custom rackmounts will accept any component up to 17-3/4" wide. Individual custom faces (less rack ears and shelf bottom) are also available in a black textured finish (model SFACE) or a black brushed and anodized finish (model AFACE). LCD rackmounts also available to mount most LCD monitors with up to a 17" screen size or with a maximum width of 17-3/8". NOTE: custom rackshelf height is specified at the factory based on physical restrictions. Visit middleatlantic.com to find heights on all measured components, or design the system in RackTools&reg; or Visio&reg; Blocks, which are both updated regularly with the latest components.</p> <ul> <li>Custom cut to provide a perfect opening in the face</li> <li>Comes with an appropriate-sized vented rackshelf</li> </ul>
Racks | Middle Atlantic | RSH4A4MW | CUS WIDERSH4SP ANOD 14DP | 260 | 234 | [8 empty] | 656747034817 | Y | 9 |  |  | https://assetserver.net/_assets/_prop65/shortform cancerandreprod_midat.jpg | US-United States | Mounts & Racks | Racks |  |  | 0 | Form Factor: Rack-mountable | Product Color: Brushed Black | Product Material: Steel | Product Material: Aluminum | Height: 7" | 22.000 x 18.000 x 2.000 | <p>With the innovative RSH custom rackmounts, virtually any component can be installed in a standard 19" enclosure without modification. Custom cut to provide a perfect opening for the face of the component that is being mounted, each RSH unit provides a neatly-trimmed installation with a perfect fit and no gaps. With accurate details on over 9,500 components in our measured unit database, chances are we have the component needed on file. Unit assembles easily in minutes and includes rear brackets to prevent the mounted component from sliding back. Fully ventilated ears and bottom promote cooling. Depending on the needs of the installation, the units can be ordered with a black textured finish (model RSH4S) or a black brushed and anodized finish (model RSH4A). Bottom depths are automatically provided in 11-1/2", 14", 15-1/2", 17-1/2", or 20-1/2" styles. Custom rackmounts will accept any component up to 17-3/4" wide. Individual custom faces (less rack ears and shelf bottom) are also available in a black textured finish (model SFACE) or a black brushed and anodized finish (model AFACE). LCD rackmounts also available to mount most LCD monitors with up to a 17" screen size or with a maximum width of 17-3/8". NOTE: custom rackshelf height is specified at the factory based on physical restrictions. Visit middleatlantic.com to find heights on all measured components, or design the system in RackTools&reg; or Visio&reg; Blocks, which are both updated regularly with the latest components.</p> <ul> <li>Custom cut to provide a perfect opening in the face</li> <li>Comes with an appropriate-sized vented rackshelf<b></b></li> </ul>
Racks | Middle Atlantic | RSH4A4R | CUS RACKSHLF4SP ANOD 15.5DP | 260 | 234 | [8 empty] | 656747016622 | Y | 9 | https://assetserver.net/_assets/middle atlantic/1000/rsh4a4r.jpg |  | https://assetserver.net/_assets/_prop65/shortform cancerandreprod_midat.jpg | US-United States | Mounts & Racks | Racks |  |  | 0 | Form Factor: Rack-mountable | Product Color: Black | Product Material: Steel | Height: 7" | Width: 19" | 22.000 x 18.000 x 2.000 | With the innovative RSH custom rackmounts, virtually any component can be installed in a standard 19-inch enclosure without modification. Custom cut to provide a perfect opening for the face of the component that is being mounted, each RSH unit provides a neatly-trimmed installation with a perfect fit and no gaps. With accurate details on over 9,500 components in our measured unit database, chances are we have the component needed on file. Unit assembles easily in minutes and includes rear brackets to prevent the mounted component from sliding back. Fully ventilated ears and bottom promote cooling. Depending on the needs of the installation, the units can be ordered with a black textured finish (model RSH4S) or a black brushed and anodized finish (model RSH4A). Bottom depths are automatically provided in 11-1/2-inch, 14-inch, 15-1/2-inch, 17-1/2-inch, or 20-1/2-inch styles. Custom rackmounts will accept any component up to 17-3/4-inch wide.
Racks | Middle Atlantic | RSH4A4RW | CUS WIDERSH4SP ANOD 15.5DP | 260 | 234 | [8 empty] | 656747032288 | Y | 9 |  |  | https://assetserver.net/_assets/_prop65/shortform cancerandreprod_midat.jpg | US-United States | Mounts & Racks | Racks |  |  | 0 | Application/Usage: Monitor | Application/Usage: LCD | Form Factor: Rack-mountable | Product Color: Black Powder Coat | Product Material: Steel | 22.000 x 18.000 x 2.000 | <p>With the innovative RSH custom rackmounts, virtually any component can be installed in a standard 19" enclosure without modification. Custom cut to provide a perfect opening for the face of the component that is being mounted, each RSH unit provides a neatly-trimmed installation with a perfect fit and no gaps. With accurate details on over 9,500 components in our measured unit database, chances are we have the component needed on file. Unit assembles easily in minutes and includes rear brackets to prevent the mounted component from sliding back. Fully ventilated ears and bottom promote cooling. Depending on the needs of the installation, the units can be ordered with a black textured finish (model RSH4S) or a black brushed and anodized finish (model RSH4A). Bottom depths are automatically provided in 11-1/2", 14", 15-1/2", 17-1/2", or 20-1/2" styles. Custom rackmounts will accept any component up to 17-3/4" wide. Individual custom faces (less rack ears and shelf bottom) are also available in a black textured finish (model SFACE) or a black brushed and anodized finish (model AFACE). LCD rackmounts also available to mount most LCD monitors with up to a 17" screen size or with a maximum width of 17-3/8". NOTE: custom rackshelf height is specified at the factory based on physical restrictions. Visit middleatlantic.com to find heights on all measured components, or design the system in RackTools&reg; or Visio&reg; Blocks, which are both updated regularly with the latest components.</p> <ul> <li>Custom cut to provide a perfect opening in the face</li> <li>Comes with an appropriate-sized vented rackshelf</li> </ul>
Racks | Middle Atlantic | RSH4A4S | CUS RACKSHLF4SP ANOD 11.5DP | 260 | 234 | [8 empty] | 656747016707 | Y | 9 |  |  | https://assetserver.net/_assets/_prop65/shortform cancerandreprod_midat.jpg | US-United States | Mounts & Racks | Racks |  |  | 0 | Form Factor: Rack-mountable | Product Color: Black Powder Coat | Product Material: Steel | Product Material: Aluminum | Height: 7" | 22.000 x 18.000 x 2.000 | <p>With the innovative RSH custom rackmounts, virtually any component can be installed in a standard 19" enclosure without modification. Custom cut to provide a perfect opening for the face of the component that is being mounted, each RSH unit provides a neatly-trimmed installation with a perfect fit and no gaps. With accurate details on over 9,500 components in our measured unit database, chances are we have the component needed on file. Unit assembles easily in minutes and includes rear brackets to prevent the mounted component from sliding back. Fully ventilated ears and bottom promote cooling. Depending on the needs of the installation, the units can be ordered with a black textured finish (model RSH4S) or a black brushed and anodized finish (model RSH4A). Bottom depths are automatically provided in 11-1/2", 14", 15-1/2", 17-1/2", or 20-1/2" styles. Custom rackmounts will accept any component up to 17-3/4" wide. Individual custom faces (less rack ears and shelf bottom) are also available in a black textured finish (model SFACE) or a black brushed and anodized finish (model AFACE). LCD rackmounts also available to mount most LCD monitors with up to a 17" screen size or with a maximum width of 17-3/8". NOTE: custom rackshelf height is specified at the factory based on physical restrictions. Visit middleatlantic.com to find heights on all measured components, or design the system in RackTools&reg; or Visio&reg; Blocks, which are both updated regularly with the latest components.</p> <ul> <li>Custom cut to provide a perfect opening in the face</li> <li>Comes with an appropriate-sized vented rackshelf<b></b></li> </ul>
Racks | Middle Atlantic | RSH4A4SW | CUS WIDERSH4SP ANOD 11.5DP | 260 | 234 | [8 empty] | 656747032295 | Y | 9 |  |  | https://assetserver.net/_assets/_prop65/shortform cancerandreprod_midat.jpg | US-United States | Mounts & Racks | Racks |  |  | 0 | Application/Usage: Monitor | Application/Usage: LCD | Form Factor: Rack-mountable | Product Color: Black Powder Coat | Product Material: Steel | 22.000 x 18.000 x 2.000 | <p>With the innovative RSH custom rackmounts, virtually any component can be installed in a standard 19" enclosure without modification. Custom cut to provide a perfect opening for the face of the component that is being mounted, each RSH unit provides a neatly-trimmed installation with a perfect fit and no gaps. With accurate details on over 9,500 components in our measured unit database, chances are we have the component needed on file. Unit assembles easily in minutes and includes rear brackets to prevent the mounted component from sliding back. Fully ventilated ears and bottom promote cooling. Depending on the needs of the installation, the units can be ordered with a black textured finish (model RSH4S) or a black brushed and anodized finish (model RSH4A). Bottom depths are automatically provided in 11-1/2", 14", 15-1/2", 17-1/2", or 20-1/2" styles. Custom rackmounts will accept any component up to 17-3/4" wide. Individual custom faces (less rack ears and shelf bottom) are also available in a black textured finish (model SFACE) or a black brushed and anodized finish (model AFACE). LCD rackmounts also available to mount most LCD monitors with up to a 17" screen size or with a maximum width of 17-3/8". NOTE: custom rackshelf height is specified at the factory based on physical restrictions. Visit middleatlantic.com to find heights on all measured components, or design the system in RackTools&reg; or Visio&reg; Blocks, which are both updated regularly with the latest components.</p> <ul> <li>Custom cut to provide a perfect opening in the face</li> <li>Comes with an appropriate-sized vented rackshelf</li> </ul>
Racks | Middle Atlantic | RSH4A4X | CUS RACKSHLF4SP ANOD 17.5DP | 260 | 234 | [8 empty] | 656747016769 | Y | 9 |  |  | https://assetserver.net/_assets/_prop65/shortform cancerandreprod_midat.jpg | US-United States | Mounts & Racks | Racks |  |  | 0 | Product Material: Aluminum | Product Material: Steel | Height: 7" | Width: 19" | Depth: 17.5" | 22.000 x 18.000 x 2.000 | With the innovative RSH custom rackmounts, virtually any component can be installed in a standard 19-inch enclosure without modification. Custom cut to provide a perfect opening for the face of the component that is being mounted, each RSH unit provides a neatly-trimmed installation with a perfect fit and no gaps. With accurate details on over 9,500 components in our measured unit database, chances are we have the component needed on file. Unit assembles easily in minutes and includes rear brackets to prevent the mounted component from sliding back. Fully ventilated ears and bottom promote cooling. Depending on the needs of the installation, the units can be ordered with a black textured finish (model RSH4S) or a black brushed and anodized finish (model RSH4A). Bottom depths are automatically provided in 11-1/2-inch, 14-inch, 15-1/2-inch, 17-1/2-inch, or 20-1/2-inch styles. Custom rackmounts will accept any component up to 17-3/4-inch wide.
Racks | Middle Atlantic | RSH4A4XW | CUS WIDERSH4SP ANOD 17.5DP | 260 | 234 | [8 empty] | 656747032301 | Y | 9 |  |  | https://assetserver.net/_assets/_prop65/shortform cancerandreprod_midat.jpg | US-United States | Mounts & Racks | Racks |  |  | 0 | Application/Usage: Monitor | Application/Usage: LCD | Form Factor: Rack-mountable | Product Color: Black Powder Coat | Product Material: Steel | 22.000 x 18.000 x 2.000 | <p>With the innovative RSH custom rackmounts, virtually any component can be installed in a standard 19" enclosure without modification. Custom cut to provide a perfect opening for the face of the component that is being mounted, each RSH unit provides a neatly-trimmed installation with a perfect fit and no gaps. With accurate details on over 9,500 components in our measured unit database, chances are we have the component needed on file. Unit assembles easily in minutes and includes rear brackets to prevent the mounted component from sliding back. Fully ventilated ears and bottom promote cooling. Depending on the needs of the installation, the units can be ordered with a black textured finish (model RSH4S) or a black brushed and anodized finish (model RSH4A). Bottom depths are automatically provided in 11-1/2", 14", 15-1/2", 17-1/2", or 20-1/2" styles. Custom rackmounts will accept any component up to 17-3/4" wide. Individual custom faces (less rack ears and shelf bottom) are also available in a black textured finish (model SFACE) or a black brushed and anodized finish (model AFACE). LCD rackmounts also available to mount most LCD monitors with up to a 17" screen size or with a maximum width of 17-3/8". NOTE: custom rackshelf height is specified at the factory based on physical restrictions. Visit middleatlantic.com to find heights on all measured components, or design the system in RackTools&reg; or Visio&reg; Blocks, which are both updated regularly with the latest components.</p> <ul> <li>Custom cut to provide a perfect opening in the face</li> <li>Comes with an appropriate-sized vented rackshelf</li> </ul>
Racks | Middle Atlantic | RSH4A4XX | CUS RACKSHLF4SP ANOD 20.5DP | 260 | 234 | [8 empty] | 656747016875 | Y | 9 |  |  | https://assetserver.net/_assets/_prop65/shortform cancerandreprod_midat.jpg | US-United States | Mounts & Racks | Racks |  |  | 0 | Application/Usage: Monitor | Application/Usage: LCD | Form Factor: Rack-mountable | Product Color: Black Powder Coat | Product Material: Steel | 22.000 x 18.000 x 2.000 | <p>With the innovative RSH custom rackmounts, virtually any component can be installed in a standard 19" enclosure without modification. Custom cut to provide a perfect opening for the face of the component that is being mounted, each RSH unit provides a neatly-trimmed installation with a perfect fit and no gaps. With accurate details on over 9,500 components in our measured unit database, chances are we have the component needed on file. Unit assembles easily in minutes and includes rear brackets to prevent the mounted component from sliding back. Fully ventilated ears and bottom promote cooling. Depending on the needs of the installation, the units can be ordered with a black textured finish (model RSH4S) or a black brushed and anodized finish (model RSH4A). Bottom depths are automatically provided in 11-1/2", 14", 15-1/2", 17-1/2", or 20-1/2" styles. Custom rackmounts will accept any component up to 17-3/4" wide. Individual custom faces (less rack ears and shelf bottom) are also available in a black textured finish (model SFACE) or a black brushed and anodized finish (model AFACE). LCD rackmounts also available to mount most LCD monitors with up to a 17" screen size or with a maximum width of 17-3/8". NOTE: custom rackshelf height is specified at the factory based on physical restrictions. Visit middleatlantic.com to find heights on all measured components, or design the system in RackTools&reg; or Visio&reg; Blocks, which are both updated regularly with the latest components.</p> <ul> <li>Custom cut to provide a perfect opening in the face</li> <li>Comes with an appropriate-sized vented rackshelf</li> </ul>
Racks | Middle Atlantic | RSH4A4XXW | CUS WIDERSH4SP ANOD 20.5DP | 260 | 234 | [8 empty] | 656747032318 | Y | 9 |  |  | https://assetserver.net/_assets/_prop65/shortform cancerandreprod_midat.jpg | US-United States | Mounts & Racks | Racks |  |  | 0 | Form Factor: Rack-mountable | Product Color: Brushed Black | Product Material: Steel | Product Material: Aluminum | Height: 7" | 22.000 x 18.000 x 2.000 | <p>With the innovative RSH custom rackmounts, virtually any component can be installed in a standard 19" enclosure without modification. Custom cut to provide a perfect opening for the face of the component that is being mounted, each RSH unit provides a neatly-trimmed installation with a perfect fit and no gaps. With accurate details on over 9,500 components in our measured unit database, chances are we have the component needed on file. Unit assembles easily in minutes and includes rear brackets to prevent the mounted component from sliding back. Fully ventilated ears and bottom promote cooling. Depending on the needs of the installation, the units can be ordered with a black textured finish (model RSH4S) or a black brushed and anodized finish (model RSH4A). Bottom depths are automatically provided in 11-1/2", 14", 15-1/2", 17-1/2", or 20-1/2" styles. Custom rackmounts will accept any component up to 17-3/4" wide. Individual custom faces (less rack ears and shelf bottom) are also available in a black textured finish (model SFACE) or a black brushed and anodized finish (model AFACE). LCD rackmounts also available to mount most LCD monitors with up to a 17" screen size or with a maximum width of 17-3/8". NOTE: custom rackshelf height is specified at the factory based on physical restrictions. Visit middleatlantic.com to find heights on all measured components, or design the system in RackTools&reg; or Visio&reg; Blocks, which are both updated regularly with the latest components.</p> <ul> <li>Custom cut to provide a perfect opening in the face</li> <li>Comes with an appropriate-sized vented rackshelf<b></b></li> </ul>
Racks | Middle Atlantic | RSH4A5M | CUS RACKSHLF5SP ANOD 14DP | 260 | 234 | [8 empty] | 656747034824 | Y | 10 |  |  | https://assetserver.net/_assets/_prop65/shortform cancerandreprod_midat.jpg | US-United States | Mounts & Racks | Racks |  |  | 0 | Application/Usage: Monitor | Application/Usage: LCD | Form Factor: Rack-mountable | Product Color: Black Powder Coat | Product Material: Steel | 22.000 x 18.000 x 3.500 | <p>With the innovative RSH custom rackmounts, virtually any component can be installed in a standard 19" enclosure without modification. Custom cut to provide a perfect opening for the face of the component that is being mounted, each RSH unit provides a neatly-trimmed installation with a perfect fit and no gaps. With accurate details on over 9,500 components in our measured unit database, chances are we have the component needed on file. Unit assembles easily in minutes and includes rear brackets to prevent the mounted component from sliding back. Fully ventilated ears and bottom promote cooling. Depending on the needs of the installation, the units can be ordered with a black textured finish (model RSH4S) or a black brushed and anodized finish (model RSH4A). Bottom depths are automatically provided in 11-1/2", 14", 15-1/2", 17-1/2", or 20-1/2" styles. Custom rackmounts will accept any component up to 17-3/4" wide. Individual custom faces (less rack ears and shelf bottom) are also available in a black textured finish (model SFACE) or a black brushed and anodized finish (model AFACE). LCD rackmounts also available to mount most LCD monitors with up to a 17" screen size or with a maximum width of 17-3/8". NOTE: custom rackshelf height is specified at the factory based on physical restrictions. Visit middleatlantic.com to find heights on all measured components, or design the system in RackTools&reg; or Visio&reg; Blocks, which are both updated regularly with the latest components.</p> <ul> <li>Custom cut to provide a perfect opening in the face</li> <li>Comes with an appropriate-sized vented rackshelf</li> </ul>
Racks | Middle Atlantic | RSH4A5MW | CUS WIDERSH5SP ANOD 14DP | 260 | 234 | [8 empty] | 656747034831 | Y | 10 |  |  | https://assetserver.net/_assets/_prop65/shortform cancerandreprod_midat.jpg | US-United States | Mounts & Racks | Racks |  |  | 0 | Application/Usage: Monitor | Application/Usage: LCD | Form Factor: Rack-mountable | Product Color: Black Powder Coat | Product Material: Steel | 22.000 x 18.000 x 3.500 | <p>With the innovative RSH custom rackmounts, virtually any component can be installed in a standard 19" enclosure without modification. Custom cut to provide a perfect opening for the face of the component that is being mounted, each RSH unit provides a neatly-trimmed installation with a perfect fit and no gaps. With accurate details on over 9,500 components in our measured unit database, chances are we have the component needed on file. Unit assembles easily in minutes and includes rear brackets to prevent the mounted component from sliding back. Fully ventilated ears and bottom promote cooling. Depending on the needs of the installation, the units can be ordered with a black textured finish (model RSH4S) or a black brushed and anodized finish (model RSH4A). Bottom depths are automatically provided in 11-1/2", 14", 15-1/2", 17-1/2", or 20-1/2" styles. Custom rackmounts will accept any component up to 17-3/4" wide. Individual custom faces (less rack ears and shelf bottom) are also available in a black textured finish (model SFACE) or a black brushed and anodized finish (model AFACE). LCD rackmounts also available to mount most LCD monitors with up to a 17" screen size or with a maximum width of 17-3/8". NOTE: custom rackshelf height is specified at the factory based on physical restrictions. Visit middleatlantic.com to find heights on all measured components, or design the system in RackTools&reg; or Visio&reg; Blocks, which are both updated regularly with the latest components.</p> <ul> <li>Custom cut to provide a perfect opening in the face</li> <li>Comes with an appropriate-sized vented rackshelf</li> </ul>
Racks | Middle Atlantic | RSH4A5R | CUS RACKSHLF5SP ANOD 15.5DP | 260 | 234 | [8 empty] | 656747016950 | Y | 10 | https://assetserver.net/_assets/middle atlantic/1000/rsh4a5r.jpg |  | https://assetserver.net/_assets/_prop65/shortform cancerandreprod_midat.jpg | US-United States | Mounts & Racks | Racks |  |  | 0 | Product Color: Black | Assembly Required: Yes |  |  |  | 22.000 x 18.000 x 3.500 | With the innovative RSH custom rackmounts, virtually any component can be installed in a standard 19-inch enclosure without modification. Custom cut to provide a perfect opening for the face of the component that is being mounted, each RSH unit provides a neatly-trimmed installation with a perfect fit and no gaps. With accurate details on over 9,500 components in our measured unit database, chances are we have the component needed on file. Unit assembles easily in minutes and includes rear brackets to prevent the mounted component from sliding back. Fully ventilated ears and bottom promote cooling. Depending on the needs of the installation, the units can be ordered with a black textured finish (model RSH4S) or a black brushed and anodized finish (model RSH4A). Bottom depths are automatically provided in 11-1/2-inch, 14-inch, 15-1/2-inch, 17-1/2-inch, or 20-1/2-inch styles. Custom rackmounts will accept any component up to 17-3/4-inch wide.
Racks | Middle Atlantic | RSH4A5RW | CUS WIDERSH5SP ANOD 15.5DP | 260 | 234 | [8 empty] | 656747032325 | Y | 10 |  |  | https://assetserver.net/_assets/_prop65/shortform cancerandreprod_midat.jpg | US-United States | Mounts & Racks | Racks |  |  | 0 | Application/Usage: Monitor | Application/Usage: LCD | Form Factor: Rack-mountable | Product Color: Black Powder Coat | Product Material: Steel | 22.000 x 18.000 x 3.500 | <p>With the innovative RSH custom rackmounts, virtually any component can be installed in a standard 19" enclosure without modification. Custom cut to provide a perfect opening for the face of the component that is being mounted, each RSH unit provides a neatly-trimmed installation with a perfect fit and no gaps. With accurate details on over 9,500 components in our measured unit database, chances are we have the component needed on file. Unit assembles easily in minutes and includes rear brackets to prevent the mounted component from sliding back. Fully ventilated ears and bottom promote cooling. Depending on the needs of the installation, the units can be ordered with a black textured finish (model RSH4S) or a black brushed and anodized finish (model RSH4A). Bottom depths are automatically provided in 11-1/2", 14", 15-1/2", 17-1/2", or 20-1/2" styles. Custom rackmounts will accept any component up to 17-3/4" wide. Individual custom faces (less rack ears and shelf bottom) are also available in a black textured finish (model SFACE) or a black brushed and anodized finish (model AFACE). LCD rackmounts also available to mount most LCD monitors with up to a 17" screen size or with a maximum width of 17-3/8". NOTE: custom rackshelf height is specified at the factory based on physical restrictions. Visit middleatlantic.com to find heights on all measured components, or design the system in RackTools&reg; or Visio&reg; Blocks, which are both updated regularly with the latest components.</p> <ul> <li>Custom cut to provide a perfect opening in the face</li> <li>Comes with an appropriate-sized vented rackshelf</li> </ul>
Racks | Middle Atlantic | RSH4A5S | CUS RACKSHLF5SP ANOD 11.5DP | 260 | 234 | [8 empty] | 656747036293 | Y | 10 |  |  | https://assetserver.net/_assets/_prop65/shortform cancerandreprod_midat.jpg | US-United States | Mounts & Racks | Racks |  |  | 0 | Application/Usage: Monitor | Application/Usage: LCD | Features: Vented Bottom | Form Factor: Rack-mountable | Product Color: Brushed Black | 22.000 x 18.000 x 3.500
Racks | Middle Atlantic | RSH4A5X | CUS RACKSHLF5SP ANOD 17.5DP | 260 | 234 | [8 empty] | 656747017070 | Y | 10 |  |  | https://assetserver.net/_assets/_prop65/shortform cancerandreprod_midat.jpg | US-United States | Mounts & Racks | Racks |  |  | 0 | Custom cut to provide perfect opening | Enhanced for superior ventilation | Assembles easily in minutes | Rear brackets included to prevent mounted component from sliding back | Accepts any component up to 17-3/4" wide,iPad and iPod docks | 22.000 x 18.000 x 3.500 | The RSH Series Custom Rackmount can install virtually any component in a standard 19" enclosure. Custom cut to provide a perfect opening for the face of the component you are mounting
Racks | Middle Atlantic | RSH4A5XW | CUS WIDERSH5SP ANOD 17.5DP | 260 | 234 | [8 empty] | 656747032332 | Y | 10 |  |  | https://assetserver.net/_assets/_prop65/shortform cancerandreprod_midat.jpg | US-United States | Mounts & Racks | Racks |  |  | 0 | Application/Usage: Monitor | Application/Usage: LCD | Form Factor: Rack-mountable | Product Color: Black Powder Coat | Product Material: Steel | 22.000 x 18.000 x 3.500 | <p>With the innovative RSH custom rackmounts, virtually any component can be installed in a standard 19" enclosure without modification. Custom cut to provide a perfect opening for the face of the component that is being mounted, each RSH unit provides a neatly-trimmed installation with a perfect fit and no gaps. With accurate details on over 9,500 components in our measured unit database, chances are we have the component needed on file. Unit assembles easily in minutes and includes rear brackets to prevent the mounted component from sliding back. Fully ventilated ears and bottom promote cooling. Depending on the needs of the installation, the units can be ordered with a black textured finish (model RSH4S) or a black brushed and anodized finish (model RSH4A). Bottom depths are automatically provided in 11-1/2", 14", 15-1/2", 17-1/2", or 20-1/2" styles. Custom rackmounts will accept any component up to 17-3/4" wide. Individual custom faces (less rack ears and shelf bottom) are also available in a black textured finish (model SFACE) or a black brushed and anodized finish (model AFACE). LCD rackmounts also available to mount most LCD monitors with up to a 17" screen size or with a maximum width of 17-3/8". NOTE: custom rackshelf height is specified at the factory based on physical restrictions. Visit middleatlantic.com to find heights on all measured components, or design the system in RackTools&reg; or Visio&reg; Blocks, which are both updated regularly with the latest components.</p> <ul> <li>Custom cut to provide a perfect opening in the face</li> <li>Comes with an appropriate-sized vented rackshelf</li> </ul>
Racks | Middle Atlantic | RSH4A5XX | CUS RACKSHLF5SP ANOD 20.5DP | 260 | 234 | [8 empty] | 656747017155 | Y | 10 | https://assetserver.net/_assets/middle atlantic/1000/rsh4a5xx.jpg |  | https://assetserver.net/_assets/_prop65/shortform cancerandreprod_midat.jpg | US-United States | Mounts & Racks | Racks |  |  | 0 | Form Factor: Rack-mountable | Product Color: Black | Product Material: Steel | Height: 8.8" | Width: 19" | 22.000 x 18.000 x 3.500 | DISCONTINUED
Racks | Middle Atlantic | RSH4A5XXW | CUS WIDERSH5SP ANOD 20.5DP | 260 | 234 | [8 empty] | 656747032349 | Y | 10 |  |  | https://assetserver.net/_assets/_prop65/shortform cancerandreprod_midat.jpg | US-United States | Mounts & Racks | Racks |  |  | 0 | Product Color: Black | Rack Width: 19" | Limited Warranty: Lifetime |  |  | 22.000 x 18.000 x 3.500
Racks | Middle Atlantic | RSH4A6M | CUS RACKSHLF6SP ANOD 14DP | 286 | 257.4 | [8 empty] | 656747034848 | Y | 11 |  |  | https://assetserver.net/_assets/_prop65/shortform cancerandreprod_midat.jpg | US-United States | Mounts & Racks | Racks |  |  | 0 | Form Factor: Rack-mountable | Product Color: Black Powder Coat | Product Material: Steel | Product Material: Aluminum | Height: 10.5" | 22.000 x 18.000 x 3.500 | <p>With the innovative RSH custom rackmounts, virtually any component can be installed in a standard 19" enclosure without modification. Custom cut to provide a perfect opening for the face of the component that is being mounted, each RSH unit provides a neatly-trimmed installation with a perfect fit and no gaps. With accurate details on over 9,500 components in our measured unit database, chances are we have the component needed on file. Unit assembles easily in minutes and includes rear brackets to prevent the mounted component from sliding back. Fully ventilated ears and bottom promote cooling. Depending on the needs of the installation, the units can be ordered with a black textured finish (model RSH4S) or a black brushed and anodized finish (model RSH4A). Bottom depths are automatically provided in 11-1/2", 14", 15-1/2", 17-1/2", or 20-1/2" styles. Custom rackmounts will accept any component up to 17-3/4" wide. Individual custom faces (less rack ears and shelf bottom) are also available in a black textured finish (model SFACE) or a black brushed and anodized finish (model AFACE). LCD rackmounts also available to mount most LCD monitors with up to a 17" screen size or with a maximum width of 17-3/8". NOTE: custom rackshelf height is specified at the factory based on physical restrictions. Visit middleatlantic.com to find heights on all measured components, or design the system in RackTools&reg; or Visio&reg; Blocks, which are both updated regularly with the latest components.</p> <ul> <li>Custom cut to provide a perfect opening in the face</li> <li>Comes with an appropriate-sized vented rackshelf<b></b></li> </ul>
Racks | Middle Atlantic | RSH4A6MW | CUS WIDERSH6SP ANOD 14"DP | 286 | 257.4 | [8 empty] | 656747034855 | Y | 11 |  |  | https://assetserver.net/_assets/_prop65/shortform cancerandreprod_midat.jpg | US-United States | Mounts & Racks | Racks |  |  | 0 | Application/Usage: Monitor | Application/Usage: LCD | Form Factor: Rack-mountable | Product Color: Black Powder Coat | Product Material: Steel | 22.000 x 18.000 x 3.500 | <p>With the innovative RSH custom rackmounts, virtually any component can be installed in a standard 19" enclosure without modification. Custom cut to provide a perfect opening for the face of the component that is being mounted, each RSH unit provides a neatly-trimmed installation with a perfect fit and no gaps. With accurate details on over 9,500 components in our measured unit database, chances are we have the component needed on file. Unit assembles easily in minutes and includes rear brackets to prevent the mounted component from sliding back. Fully ventilated ears and bottom promote cooling. Depending on the needs of the installation, the units can be ordered with a black textured finish (model RSH4S) or a black brushed and anodized finish (model RSH4A). Bottom depths are automatically provided in 11-1/2", 14", 15-1/2", 17-1/2", or 20-1/2" styles. Custom rackmounts will accept any component up to 17-3/4" wide. Individual custom faces (less rack ears and shelf bottom) are also available in a black textured finish (model SFACE) or a black brushed and anodized finish (model AFACE). LCD rackmounts also available to mount most LCD monitors with up to a 17" screen size or with a maximum width of 17-3/8". NOTE: custom rackshelf height is specified at the factory based on physical restrictions. Visit middleatlantic.com to find heights on all measured components, or design the system in RackTools&reg; or Visio&reg; Blocks, which are both updated regularly with the latest components.</p> <ul> <li>Custom cut to provide a perfect opening in the face</li> <li>Comes with an appropriate-sized vented rackshelf</li> </ul>
Racks | Middle Atlantic | RSH4A6R | CUS RACKSHLF6SP ANOD 15.5DP | 286 | 257.4 | [8 empty] | 656747017216 | Y | 11 |  |  | https://assetserver.net/_assets/_prop65/shortform cancerandreprod_midat.jpg | US-United States | Mounts & Racks | Racks |  |  | 0 | Application/Usage: Monitor | Application/Usage: LCD | Form Factor: Rack-mountable | Product Color: Black Powder Coat | Product Material: Steel | 22.000 x 18.000 x 3.500 | <p>With the innovative RSH custom rackmounts, virtually any component can be installed in a standard 19" enclosure without modification. Custom cut to provide a perfect opening for the face of the component that is being mounted, each RSH unit provides a neatly-trimmed installation with a perfect fit and no gaps. With accurate details on over 9,500 components in our measured unit database, chances are we have the component needed on file. Unit assembles easily in minutes and includes rear brackets to prevent the mounted component from sliding back. Fully ventilated ears and bottom promote cooling. Depending on the needs of the installation, the units can be ordered with a black textured finish (model RSH4S) or a black brushed and anodized finish (model RSH4A). Bottom depths are automatically provided in 11-1/2", 14", 15-1/2", 17-1/2", or 20-1/2" styles. Custom rackmounts will accept any component up to 17-3/4" wide. Individual custom faces (less rack ears and shelf bottom) are also available in a black textured finish (model SFACE) or a black brushed and anodized finish (model AFACE). LCD rackmounts also available to mount most LCD monitors with up to a 17" screen size or with a maximum width of 17-3/8". NOTE: custom rackshelf height is specified at the factory based on physical restrictions. Visit middleatlantic.com to find heights on all measured components, or design the system in RackTools&reg; or Visio&reg; Blocks, which are both updated regularly with the latest components.</p> <ul> <li>Custom cut to provide a perfect opening in the face</li> <li>Comes with an appropriate-sized vented rackshelf</li> </ul>
Racks | Middle Atlantic | RSH4A6S | CUS RACKSHLF6SP ANOD 11.5DP | 286 | 257.4 | [8 empty] | 656747036316 | Y | 11 |  |  | https://assetserver.net/_assets/_prop65/shortform cancerandreprod_midat.jpg | US-United States | Mounts & Racks | Racks |  |  | 0 | Application/Usage: Monitor | Application/Usage: LCD | Form Factor: Rack-mountable | Product Color: Black Powder Coat | Product Material: Steel | 22.000 x 18.000 x 3.500 | <p>With the innovative RSH custom rackmounts, virtually any component can be installed in a standard 19" enclosure without modification. Custom cut to provide a perfect opening for the face of the component that is being mounted, each RSH unit provides a neatly-trimmed installation with a perfect fit and no gaps. With accurate details on over 9,500 components in our measured unit database, chances are we have the component needed on file. Unit assembles easily in minutes and includes rear brackets to prevent the mounted component from sliding back. Fully ventilated ears and bottom promote cooling. Depending on the needs of the installation, the units can be ordered with a black textured finish (model RSH4S) or a black brushed and anodized finish (model RSH4A). Bottom depths are automatically provided in 11-1/2", 14", 15-1/2", 17-1/2", or 20-1/2" styles. Custom rackmounts will accept any component up to 17-3/4" wide. Individual custom faces (less rack ears and shelf bottom) are also available in a black textured finish (model SFACE) or a black brushed and anodized finish (model AFACE). LCD rackmounts also available to mount most LCD monitors with up to a 17" screen size or with a maximum width of 17-3/8". NOTE: custom rackshelf height is specified at the factory based on physical restrictions. Visit middleatlantic.com to find heights on all measured components, or design the system in RackTools&reg; or Visio&reg; Blocks, which are both updated regularly with the latest components.</p> <ul> <li>Custom cut to provide a perfect opening in the face</li> <li>Comes with an appropriate-sized vented rackshelf</li> </ul>
Racks | Middle Atlantic | RSH4A6X | CUS RACKSHLF6SP ANOD 17.5DP | 286 | 257.4 | [8 empty] | 656747017339 | Y | 11 |  |  | https://assetserver.net/_assets/_prop65/shortform cancerandreprod_midat.jpg | US-United States | Mounts & Racks | Racks |  |  | 0 | Form Factor: Rack-mountable | Product Color: Brushed Black | Product Material: Steel | Product Material: Aluminum | Height: 10.5" | 22.000 x 18.000 x 3.500 | <p>With the innovative RSH custom rackmounts, virtually any component can be installed in a standard 19" enclosure without modification. Custom cut to provide a perfect opening for the face of the component that is being mounted, each RSH unit provides a neatly-trimmed installation with a perfect fit and no gaps. With accurate details on over 9,500 components in our measured unit database, chances are we have the component needed on file. Unit assembles easily in minutes and includes rear brackets to prevent the mounted component from sliding back. Fully ventilated ears and bottom promote cooling. Depending on the needs of the installation, the units can be ordered with a black textured finish (model RSH4S) or a black brushed and anodized finish (model RSH4A). Bottom depths are automatically provided in 11-1/2", 14", 15-1/2", 17-1/2", or 20-1/2" styles. Custom rackmounts will accept any component up to 17-3/4" wide. Individual custom faces (less rack ears and shelf bottom) are also available in a black textured finish (model SFACE) or a black brushed and anodized finish (model AFACE). LCD rackmounts also available to mount most LCD monitors with up to a 17" screen size or with a maximum width of 17-3/8". NOTE: custom rackshelf height is specified at the factory based on physical restrictions. Visit middleatlantic.com to find heights on all measured components, or design the system in RackTools&reg; or Visio&reg; Blocks, which are both updated regularly with the latest components.</p> <ul> <li>Custom cut to provide a perfect opening in the face</li> <li>Comes with an appropriate-sized vented rackshelf<b></b></li> </ul>
Racks | Middle Atlantic | RSH4A6XW | CUS WIDERSH6SP ANOD 17.5DP | 286 | 257.4 | [8 empty] | 656747032363 | Y | 11 |  |  | https://assetserver.net/_assets/_prop65/shortform cancerandreprod_midat.jpg | US-United States | Mounts & Racks | Racks |  |  | 0 | Application/Usage: Monitor | Application/Usage: LCD | Form Factor: Rack-mountable | Product Color: Black Powder Coat | Product Material: Steel | 22.000 x 18.000 x 3.500 | <p>With the innovative RSH custom rackmounts, virtually any component can be installed in a standard 19" enclosure without modification. Custom cut to provide a perfect opening for the face of the component that is being mounted, each RSH unit provides a neatly-trimmed installation with a perfect fit and no gaps. With accurate details on over 9,500 components in our measured unit database, chances are we have the component needed on file. Unit assembles easily in minutes and includes rear brackets to prevent the mounted component from sliding back. Fully ventilated ears and bottom promote cooling. Depending on the needs of the installation, the units can be ordered with a black textured finish (model RSH4S) or a black brushed and anodized finish (model RSH4A). Bottom depths are automatically provided in 11-1/2", 14", 15-1/2", 17-1/2", or 20-1/2" styles. Custom rackmounts will accept any component up to 17-3/4" wide. Individual custom faces (less rack ears and shelf bottom) are also available in a black textured finish (model SFACE) or a black brushed and anodized finish (model AFACE). LCD rackmounts also available to mount most LCD monitors with up to a 17" screen size or with a maximum width of 17-3/8". NOTE: custom rackshelf height is specified at the factory based on physical restrictions. Visit middleatlantic.com to find heights on all measured components, or design the system in RackTools&reg; or Visio&reg; Blocks, which are both updated regularly with the latest components.</p> <ul> <li>Custom cut to provide a perfect opening in the face</li> <li>Comes with an appropriate-sized vented rackshelf</li> </ul>
Racks | Middle Atlantic | RSH4A6XX | CUS RACKSHLF6SP ANOD 20.5DP | 286 | 257.4 | [8 empty] | 656747017353 | Y | 11 |  |  | https://assetserver.net/_assets/_prop65/shortform cancerandreprod_midat.jpg | US-United States | Mounts & Racks | Racks |  |  | 0 | Custom cut to provide a perfect opening in the face | Comes with an appropriate-sized vented rackshelf |  |  |  | 21.000 x 18.000 x 3.000 | <p>With the innovative RSH custom rackmounts, virtually any component can be installed in a standard 19" enclosure without modification. Custom cut to provide a perfect opening for the face of the component that is being mounted, each RSH unit provides a neatly-trimmed installation with a perfect fit and no gaps. With accurate details on over 9,500 components in our measured unit database, chances are we have the component needed on file. Unit assembles easily in minutes and includes rear brackets to prevent the mounted component from sliding back. Fully ventilated ears and bottom promote cooling. Depending on the needs of the installation, the units can be ordered with a black textured finish (model RSH4S) or a black brushed and anodized finish (model RSH4A). Bottom depths are automatically provided in 11-1/2", 14", 15-1/2", 17-1/2", or 20-1/2" styles. Custom rackmounts will accept any component up to 17-3/4" wide. Individual custom faces (less rack ears and shelf bottom) are also available in a black textured finish (model SFACE) or a black brushed and anodized finish (model AFACE). LCD rackmounts also available to mount most LCD monitors with up to a 17" screen size or with a maximum width of 17-3/8". NOTE: custom rackshelf height is specified at the factory based on physical restrictions. Visit middleatlantic.com to find heights on all measured components, or design the system in RackTools&reg; or Visio&reg; Blocks, which are both updated regularly with the latest components.</p>
Racks | Middle Atlantic | RSH4A6XXW | CUS WIDERSH6SP ANOD 20.5DP | 286 | 257.4 | [8 empty] | 656747032370 | Y | 11 |  |  | https://assetserver.net/_assets/_prop65/shortform cancerandreprod_midat.jpg | US-United States | Mounts & Racks | Racks |  |  | 0 | Application/Usage: Monitor | Application/Usage: LCD | Form Factor: Rack-mountable | Product Color: Black Powder Coat | Product Material: Steel | 22.000 x 18.000 x 3.500 | <p>With the innovative RSH custom rackmounts, virtually any component can be installed in a standard 19" enclosure without modification. Custom cut to provide a perfect opening for the face of the component that is being mounted, each RSH unit provides a neatly-trimmed installation with a perfect fit and no gaps. With accurate details on over 9,500 components in our measured unit database, chances are we have the component needed on file. Unit assembles easily in minutes and includes rear brackets to prevent the mounted component from sliding back. Fully ventilated ears and bottom promote cooling. Depending on the needs of the installation, the units can be ordered with a black textured finish (model RSH4S) or a black brushed and anodized finish (model RSH4A). Bottom depths are automatically provided in 11-1/2", 14", 15-1/2", 17-1/2", or 20-1/2" styles. Custom rackmounts will accept any component up to 17-3/4" wide. Individual custom faces (less rack ears and shelf bottom) are also available in a black textured finish (model SFACE) or a black brushed and anodized finish (model AFACE). LCD rackmounts also available to mount most LCD monitors with up to a 17" screen size or with a maximum width of 17-3/8". NOTE: custom rackshelf height is specified at the factory based on physical restrictions. Visit middleatlantic.com to find heights on all measured components, or design the system in RackTools&reg; or Visio&reg; Blocks, which are both updated regularly with the latest components.</p> <ul> <li>Custom cut to provide a perfect opening in the face</li> <li>Comes with an appropriate-sized vented rackshelf</li> </ul>
Racks | Middle Atlantic | RSH4A7M | CUS RACKSHLF7SP ANOD 14DP | 286 | 257.4 | [8 empty] | 656747034879 | Y | 12 |  |  | https://assetserver.net/_assets/_prop65/shortform cancerandreprod_midat.jpg | US-United States | Mounts & Racks | Racks |  |  | 0 | Application/Usage: Monitor | Application/Usage: LCD | Form Factor: Rack-mountable | Product Color: Black Powder Coat | Product Material: Steel | 22.000 x 18.000 x 3.500 | <p>With the innovative RSH custom rackmounts, virtually any component can be installed in a standard 19" enclosure without modification. Custom cut to provide a perfect opening for the face of the component that is being mounted, each RSH unit provides a neatly-trimmed installation with a perfect fit and no gaps. With accurate details on over 9,500 components in our measured unit database, chances are we have the component needed on file. Unit assembles easily in minutes and includes rear brackets to prevent the mounted component from sliding back. Fully ventilated ears and bottom promote cooling. Depending on the needs of the installation, the units can be ordered with a black textured finish (model RSH4S) or a black brushed and anodized finish (model RSH4A). Bottom depths are automatically provided in 11-1/2", 14", 15-1/2", 17-1/2", or 20-1/2" styles. Custom rackmounts will accept any component up to 17-3/4" wide. Individual custom faces (less rack ears and shelf bottom) are also available in a black textured finish (model SFACE) or a black brushed and anodized finish (model AFACE). LCD rackmounts also available to mount most LCD monitors with up to a 17" screen size or with a maximum width of 17-3/8". NOTE: custom rackshelf height is specified at the factory based on physical restrictions. Visit middleatlantic.com to find heights on all measured components, or design the system in RackTools&reg; or Visio&reg; Blocks, which are both updated regularly with the latest components.</p> <ul> <li>Custom cut to provide a perfect opening in the face</li> <li>Comes with an appropriate-sized vented rackshelf</li> </ul>
Racks | Middle Atlantic | RSH4A7R | CUS RACKSHLF7SP ANOD 15.5DP | 286 | 257.4 | [8 empty] | 656747017407 | Y | 12 |  |  | https://assetserver.net/_assets/_prop65/shortform cancerandreprod_midat.jpg | US-United States | Mounts & Racks | Racks |  |  | 0 | Form Factor: Rack-mountable | Product Color: Brushed Black | Product Material: Steel | Product Material: Aluminum | Height: 12.3" | 22.000 x 18.000 x 3.500 | <p>With the innovative RSH custom rackmounts, virtually any component can be installed in a standard 19" enclosure without modification. Custom cut to provide a perfect opening for the face of the component that is being mounted, each RSH unit provides a neatly-trimmed installation with a perfect fit and no gaps. With accurate details on over 9,500 components in our measured unit database, chances are we have the component needed on file. Unit assembles easily in minutes and includes rear brackets to prevent the mounted component from sliding back. Fully ventilated ears and bottom promote cooling. Depending on the needs of the installation, the units can be ordered with a black textured finish (model RSH4S) or a black brushed and anodized finish (model RSH4A). Bottom depths are automatically provided in 11-1/2", 14", 15-1/2", 17-1/2", or 20-1/2" styles. Custom rackmounts will accept any component up to 17-3/4" wide. Individual custom faces (less rack ears and shelf bottom) are also available in a black textured finish (model SFACE) or a black brushed and anodized finish (model AFACE). LCD rackmounts also available to mount most LCD monitors with up to a 17" screen size or with a maximum width of 17-3/8". NOTE: custom rackshelf height is specified at the factory based on physical restrictions. Visit middleatlantic.com to find heights on all measured components, or design the system in RackTools&reg; or Visio&reg; Blocks, which are both updated regularly with the latest components.</p> <ul> <li>Custom cut to provide a perfect opening in the face</li> <li>Comes with an appropriate-sized vented rackshelf<b></b></li> </ul>
Racks | Middle Atlantic | RSH4A7S | CUS RACKSHLF7SP ANOD 11.5DP | 286 | 257.4 | [8 empty] | 656747036330 | Y | 12 |  |  | https://assetserver.net/_assets/_prop65/shortform cancerandreprod_midat.jpg | US-United States | Mounts & Racks | Racks |  |  | 0 | Form Factor: Rack-mountable | Product Color: Black Powder Coat | Product Material: Steel | Product Material: Aluminum | Height: 12.3" | 22.000 x 18.000 x 3.500 | <p>With the innovative RSH custom rackmounts, virtually any component can be installed in a standard 19" enclosure without modification. Custom cut to provide a perfect opening for the face of the component that is being mounted, each RSH unit provides a neatly-trimmed installation with a perfect fit and no gaps. With accurate details on over 9,500 components in our measured unit database, chances are we have the component needed on file. Unit assembles easily in minutes and includes rear brackets to prevent the mounted component from sliding back. Fully ventilated ears and bottom promote cooling. Depending on the needs of the installation, the units can be ordered with a black textured finish (model RSH4S) or a black brushed and anodized finish (model RSH4A). Bottom depths are automatically provided in 11-1/2", 14", 15-1/2", 17-1/2", or 20-1/2" styles. Custom rackmounts will accept any component up to 17-3/4" wide. Individual custom faces (less rack ears and shelf bottom) are also available in a black textured finish (model SFACE) or a black brushed and anodized finish (model AFACE). LCD rackmounts also available to mount most LCD monitors with up to a 17" screen size or with a maximum width of 17-3/8". NOTE: custom rackshelf height is specified at the factory based on physical restrictions. Visit middleatlantic.com to find heights on all measured components, or design the system in RackTools&reg; or Visio&reg; Blocks, which are both updated regularly with the latest components.</p> <ul> <li>Custom cut to provide a perfect opening in the face</li> <li>Comes with an appropriate-sized vented rackshelf<b></b></li> </ul>
Racks | Middle Atlantic | RSH4A7X | CUS RACKSHLF7SP ANOD 17.5DP | 286 | 257.4 | [8 empty] | 656747017568 | Y | 12 |  |  | https://assetserver.net/_assets/_prop65/shortform cancerandreprod_midat.jpg | US-United States | Mounts & Racks | Racks |  |  | 0 | Form Factor: Rack-mountable | Product Color: Brushed Black | Product Material: Steel | Product Material: Aluminum | Height: 12.3" | 22.000 x 18.000 x 3.500 | <p>With the innovative RSH custom rackmounts, virtually any component can be installed in a standard 19" enclosure without modification. Custom cut to provide a perfect opening for the face of the component that is being mounted, each RSH unit provides a neatly-trimmed installation with a perfect fit and no gaps. With accurate details on over 9,500 components in our measured unit database, chances are we have the component needed on file. Unit assembles easily in minutes and includes rear brackets to prevent the mounted component from sliding back. Fully ventilated ears and bottom promote cooling. Depending on the needs of the installation, the units can be ordered with a black textured finish (model RSH4S) or a black brushed and anodized finish (model RSH4A). Bottom depths are automatically provided in 11-1/2", 14", 15-1/2", 17-1/2", or 20-1/2" styles. Custom rackmounts will accept any component up to 17-3/4" wide. Individual custom faces (less rack ears and shelf bottom) are also available in a black textured finish (model SFACE) or a black brushed and anodized finish (model AFACE). LCD rackmounts also available to mount most LCD monitors with up to a 17" screen size or with a maximum width of 17-3/8". NOTE: custom rackshelf height is specified at the factory based on physical restrictions. Visit middleatlantic.com to find heights on all measured components, or design the system in RackTools&reg; or Visio&reg; Blocks, which are both updated regularly with the latest components.</p> <ul> <li>Custom cut to provide a perfect opening in the face</li> <li>Comes with an appropriate-sized vented rackshelf<b></b></li> </ul>
Racks | Middle Atlantic | RSH4A7XX | CUS RACKSHLF7SP ANOD 20.5DP | 286 | 257.4 | [8 empty] | 656747029226 | Y | 12 |  |  | https://assetserver.net/_assets/_prop65/shortform cancerandreprod_midat.jpg | US-United States | Mounts & Racks | Racks |  |  | 0 | Application/Usage: Monitor | Application/Usage: LCD | Form Factor: Rack-mountable | Product Color: Black Powder Coat | Product Material: Steel | 22.000 x 18.000 x 3.500 | <p>With the innovative RSH custom rackmounts, virtually any component can be installed in a standard 19" enclosure without modification. Custom cut to provide a perfect opening for the face of the component that is being mounted, each RSH unit provides a neatly-trimmed installation with a perfect fit and no gaps. With accurate details on over 9,500 components in our measured unit database, chances are we have the component needed on file. Unit assembles easily in minutes and includes rear brackets to prevent the mounted component from sliding back. Fully ventilated ears and bottom promote cooling. Depending on the needs of the installation, the units can be ordered with a black textured finish (model RSH4S) or a black brushed and anodized finish (model RSH4A). Bottom depths are automatically provided in 11-1/2", 14", 15-1/2", 17-1/2", or 20-1/2" styles. Custom rackmounts will accept any component up to 17-3/4" wide. Individual custom faces (less rack ears and shelf bottom) are also available in a black textured finish (model SFACE) or a black brushed and anodized finish (model AFACE). LCD rackmounts also available to mount most LCD monitors with up to a 17" screen size or with a maximum width of 17-3/8". NOTE: custom rackshelf height is specified at the factory based on physical restrictions. Visit middleatlantic.com to find heights on all measured components, or design the system in RackTools&reg; or Visio&reg; Blocks, which are both updated regularly with the latest components.</p> <ul> <li>Custom cut to provide a perfect opening in the face</li> <li>Comes with an appropriate-sized vented rackshelf</li> </ul>
Racks | Middle Atlantic | RSH4A7XXW | CUS WIDERSH7SP ANOD 20.5DP | 286 | 257.4 | [8 empty] | 656747032400 | Y | 12 |  |  | https://assetserver.net/_assets/_prop65/shortform cancerandreprod_midat.jpg | US-United States | Mounts & Racks | Racks |  |  | 0 | Form Factor: Rack-mountable | Product Color: Black Powder Coat | Product Material: Steel | Product Material: Aluminum | Height: 12.3" | 22.000 x 18.000 x 3.500 | <p>With the innovative RSH custom rackmounts, virtually any component can be installed in a standard 19" enclosure without modification. Custom cut to provide a perfect opening for the face of the component that is being mounted, each RSH unit provides a neatly-trimmed installation with a perfect fit and no gaps. With accurate details on over 9,500 components in our measured unit database, chances are we have the component needed on file. Unit assembles easily in minutes and includes rear brackets to prevent the mounted component from sliding back. Fully ventilated ears and bottom promote cooling. Depending on the needs of the installation, the units can be ordered with a black textured finish (model RSH4S) or a black brushed and anodized finish (model RSH4A). Bottom depths are automatically provided in 11-1/2", 14", 15-1/2", 17-1/2", or 20-1/2" styles. Custom rackmounts will accept any component up to 17-3/4" wide. Individual custom faces (less rack ears and shelf bottom) are also available in a black textured finish (model SFACE) or a black brushed and anodized finish (model AFACE). LCD rackmounts also available to mount most LCD monitors with up to a 17" screen size or with a maximum width of 17-3/8". NOTE: custom rackshelf height is specified at the factory based on physical restrictions. Visit middleatlantic.com to find heights on all measured components, or design the system in RackTools&reg; or Visio&reg; Blocks, which are both updated regularly with the latest components.</p> <ul> <li>Custom cut to provide a perfect opening in the face</li> <li>Comes with an appropriate-sized vented rackshelf<b></b></li> </ul>
Racks | Middle Atlantic | RSH4A8M | CUS RACKSHLF8SP ANOD 14DP | 286 | 257.4 | [8 empty] | 656747034886 | Y | 13 |  |  | https://assetserver.net/_assets/_prop65/shortform cancerandreprod_midat.jpg | US-United States | Mounts & Racks | Racks |  |  | 0 | Form Factor: Rack-mountable | Product Color: Black Powder Coat | Product Material: Steel | Product Material: Aluminum | Height: 14" | 22.000 x 18.000 x 3.500 | <p>With the innovative RSH custom rackmounts, virtually any component can be installed in a standard 19" enclosure without modification. Custom cut to provide a perfect opening for the face of the component that is being mounted, each RSH unit provides a neatly-trimmed installation with a perfect fit and no gaps. With accurate details on over 9,500 components in our measured unit database, chances are we have the component needed on file. Unit assembles easily in minutes and includes rear brackets to prevent the mounted component from sliding back. Fully ventilated ears and bottom promote cooling. Depending on the needs of the installation, the units can be ordered with a black textured finish (model RSH4S) or a black brushed and anodized finish (model RSH4A). Bottom depths are automatically provided in 11-1/2", 14", 15-1/2", 17-1/2", or 20-1/2" styles. Custom rackmounts will accept any component up to 17-3/4" wide. Individual custom faces (less rack ears and shelf bottom) are also available in a black textured finish (model SFACE) or a black brushed and anodized finish (model AFACE). LCD rackmounts also available to mount most LCD monitors with up to a 17" screen size or with a maximum width of 17-3/8". NOTE: custom rackshelf height is specified at the factory based on physical restrictions. Visit middleatlantic.com to find heights on all measured components, or design the system in RackTools&reg; or Visio&reg; Blocks, which are both updated regularly with the latest components.</p> <ul> <li>Custom cut to provide a perfect opening in the face</li> <li>Comes with an appropriate-sized vented rackshelf<b></b></li> </ul>
Racks | Middle Atlantic | RSH4A8R | CUS RACKSHLF8SP ANOD 15.5DP | 286 | 257.4 | [8 empty] | 656747017612 | Y | 13 |  |  | https://assetserver.net/_assets/_prop65/shortform cancerandreprod_midat.jpg | US-United States | Mounts & Racks | Racks |  |  | 0 | Form Factor: Rack-mountable | Product Color: Black Powder Coat | Product Material: Steel | Product Material: Aluminum | Height: 14" | 22.000 x 18.000 x 3.500 | <p>With the innovative RSH custom rackmounts, virtually any component can be installed in a standard 19" enclosure without modification. Custom cut to provide a perfect opening for the face of the component that is being mounted, each RSH unit provides a neatly-trimmed installation with a perfect fit and no gaps. With accurate details on over 9,500 components in our measured unit database, chances are we have the component needed on file. Unit assembles easily in minutes and includes rear brackets to prevent the mounted component from sliding back. Fully ventilated ears and bottom promote cooling. Depending on the needs of the installation, the units can be ordered with a black textured finish (model RSH4S) or a black brushed and anodized finish (model RSH4A). Bottom depths are automatically provided in 11-1/2", 14", 15-1/2", 17-1/2", or 20-1/2" styles. Custom rackmounts will accept any component up to 17-3/4" wide. Individual custom faces (less rack ears and shelf bottom) are also available in a black textured finish (model SFACE) or a black brushed and anodized finish (model AFACE). LCD rackmounts also available to mount most LCD monitors with up to a 17" screen size or with a maximum width of 17-3/8". NOTE: custom rackshelf height is specified at the factory based on physical restrictions. Visit middleatlantic.com to find heights on all measured components, or design the system in RackTools&reg; or Visio&reg; Blocks, which are both updated regularly with the latest components.</p> <ul> <li>Custom cut to provide a perfect opening in the face</li> <li>Comes with an appropriate-sized vented rackshelf<b></b></li> </ul>
Racks | Middle Atlantic | RSH4A8S | CUS RACKSHLF8SP ANOD 11.5DP | 286 | 257.4 | [8 empty] | 656747036354 | Y | 13 |  |  | https://assetserver.net/_assets/_prop65/shortform cancerandreprod_midat.jpg | US-United States | Mounts & Racks | Racks |  |  | 0 | Form Factor: Rack-mountable | Product Color: Brushed Black | Product Material: Steel | Product Material: Aluminum | Height: 14" | 22.000 x 18.000 x 3.500 | <p>With the innovative RSH custom rackmounts, virtually any component can be installed in a standard 19" enclosure without modification. Custom cut to provide a perfect opening for the face of the component that is being mounted, each RSH unit provides a neatly-trimmed installation with a perfect fit and no gaps. With accurate details on over 9,500 components in our measured unit database, chances are we have the component needed on file. Unit assembles easily in minutes and includes rear brackets to prevent the mounted component from sliding back. Fully ventilated ears and bottom promote cooling. Depending on the needs of the installation, the units can be ordered with a black textured finish (model RSH4S) or a black brushed and anodized finish (model RSH4A). Bottom depths are automatically provided in 11-1/2", 14", 15-1/2", 17-1/2", or 20-1/2" styles. Custom rackmounts will accept any component up to 17-3/4" wide. Individual custom faces (less rack ears and shelf bottom) are also available in a black textured finish (model SFACE) or a black brushed and anodized finish (model AFACE). LCD rackmounts also available to mount most LCD monitors with up to a 17" screen size or with a maximum width of 17-3/8". NOTE: custom rackshelf height is specified at the factory based on physical restrictions. Visit middleatlantic.com to find heights on all measured components, or design the system in RackTools&reg; or Visio&reg; Blocks, which are both updated regularly with the latest components.</p> <ul> <li>Custom cut to provide a perfect opening in the face</li> <li>Comes with an appropriate-sized vented rackshelf<b></b></li> </ul>
Racks | Middle Atlantic | RSH4A8X | CUS RACKSHLF8SP ANOD 17.5DP | 286 | 257.4 | [8 empty] | 656747017759 | Y | 13 |  |  | https://assetserver.net/_assets/_prop65/shortform cancerandreprod_midat.jpg | US-United States | Mounts & Racks | Racks |  |  | 0 | Form Factor: Rack-mountable | Product Color: Brushed Black | Product Material: Steel | Product Material: Aluminum | Height: 14" | 22.000 x 18.000 x 3.500 | <p>With the innovative RSH custom rackmounts, virtually any component can be installed in a standard 19" enclosure without modification. Custom cut to provide a perfect opening for the face of the component that is being mounted, each RSH unit provides a neatly-trimmed installation with a perfect fit and no gaps. With accurate details on over 9,500 components in our measured unit database, chances are we have the component needed on file. Unit assembles easily in minutes and includes rear brackets to prevent the mounted component from sliding back. Fully ventilated ears and bottom promote cooling. Depending on the needs of the installation, the units can be ordered with a black textured finish (model RSH4S) or a black brushed and anodized finish (model RSH4A). Bottom depths are automatically provided in 11-1/2", 14", 15-1/2", 17-1/2", or 20-1/2" styles. Custom rackmounts will accept any component up to 17-3/4" wide. Individual custom faces (less rack ears and shelf bottom) are also available in a black textured finish (model SFACE) or a black brushed and anodized finish (model AFACE). LCD rackmounts also available to mount most LCD monitors with up to a 17" screen size or with a maximum width of 17-3/8". NOTE: custom rackshelf height is specified at the factory based on physical restrictions. Visit middleatlantic.com to find heights on all measured components, or design the system in RackTools&reg; or Visio&reg; Blocks, which are both updated regularly with the latest components.</p> <ul> <li>Custom cut to provide a perfect opening in the face</li> <li>Comes with an appropriate-sized vented rackshelf<b></b></li> </ul>
Racks | Middle Atlantic | RSH4A8XXW | CUS WIDERSH8SP ANOD 20.5DP | 286 | 257.4 | [8 empty] | 656747032431 | Y | 13 |  |  | https://assetserver.net/_assets/_prop65/shortform cancerandreprod_midat.jpg | US-United States | Mounts & Racks | Racks |  |  | 0 | Form Factor: Rack-mountable | Product Color: Brushed Black | Product Material: Steel | Product Material: Aluminum | Height: 14" | 22.000 x 18.000 x 3.500 | <p>With the innovative RSH custom rackmounts, virtually any component can be installed in a standard 19" enclosure without modification. Custom cut to provide a perfect opening for the face of the component that is being mounted, each RSH unit provides a neatly-trimmed installation with a perfect fit and no gaps. With accurate details on over 9,500 components in our measured unit database, chances are we have the component needed on file. Unit assembles easily in minutes and includes rear brackets to prevent the mounted component from sliding back. Fully ventilated ears and bottom promote cooling. Depending on the needs of the installation, the units can be ordered with a black textured finish (model RSH4S) or a black brushed and anodized finish (model RSH4A). Bottom depths are automatically provided in 11-1/2", 14", 15-1/2", 17-1/2", or 20-1/2" styles. Custom rackmounts will accept any component up to 17-3/4" wide. Individual custom faces (less rack ears and shelf bottom) are also available in a black textured finish (model SFACE) or a black brushed and anodized finish (model AFACE). LCD rackmounts also available to mount most LCD monitors with up to a 17" screen size or with a maximum width of 17-3/8". NOTE: custom rackshelf height is specified at the factory based on physical restrictions. Visit middleatlantic.com to find heights on all measured components, or design the system in RackTools&reg; or Visio&reg; Blocks, which are both updated regularly with the latest components.</p> <ul> <li>Custom cut to provide a perfect opening in the face</li> <li>Comes with an appropriate-sized vented rackshelf<b></b></li> </ul>
Racks | Middle Atlantic | RSH4A9M | CUS RACKSHLF9SP ANOD 14DP | 286 | 257.4 | [8 empty] | 656747034909 | Y | 14 |  |  | https://assetserver.net/_assets/_prop65/shortform cancerandreprod_midat.jpg | US-United States | Mounts & Racks | Racks |  |  | 0 | Form Factor: Rack-mountable | Product Color: Black Powder Coat | Product Material: Steel | Product Material: Aluminum | Height: 15.8" | 22.000 x 18.000 x 3.500 | <p>With the innovative RSH custom rackmounts, virtually any component can be installed in a standard 19" enclosure without modification. Custom cut to provide a perfect opening for the face of the component that is being mounted, each RSH unit provides a neatly-trimmed installation with a perfect fit and no gaps. With accurate details on over 9,500 components in our measured unit database, chances are we have the component needed on file. Unit assembles easily in minutes and includes rear brackets to prevent the mounted component from sliding back. Fully ventilated ears and bottom promote cooling. Depending on the needs of the installation, the units can be ordered with a black textured finish (model RSH4S) or a black brushed and anodized finish (model RSH4A). Bottom depths are automatically provided in 11-1/2", 14", 15-1/2", 17-1/2", or 20-1/2" styles. Custom rackmounts will accept any component up to 17-3/4" wide. Individual custom faces (less rack ears and shelf bottom) are also available in a black textured finish (model SFACE) or a black brushed and anodized finish (model AFACE). LCD rackmounts also available to mount most LCD monitors with up to a 17" screen size or with a maximum width of 17-3/8". NOTE: custom rackshelf height is specified at the factory based on physical restrictions. Visit middleatlantic.com to find heights on all measured components, or design the system in RackTools&reg; or Visio&reg; Blocks, which are both updated regularly with the latest components.</p> <ul> <li>Custom cut to provide a perfect opening in the face</li> <li>Comes with an appropriate-sized vented rackshelf<b></b></li> </ul>
Racks | Middle Atlantic | RSH4A9S | CUS RACKSHLF9SP ANOD 11.5DP | 286 | 257.4 | [8 empty] | 656747036378 | Y | 14 |  |  | https://assetserver.net/_assets/_prop65/shortform cancerandreprod_midat.jpg | US-United States | Mounts & Racks | Racks |  |  | 0 | Application/Usage: Monitor | Application/Usage: LCD | Form Factor: Rack-mountable | Product Color: Black Powder Coat | Product Material: Steel | 22.000 x 18.000 x 3.500 | <p>With the innovative RSH custom rackmounts, virtually any component can be installed in a standard 19" enclosure without modification. Custom cut to provide a perfect opening for the face of the component that is being mounted, each RSH unit provides a neatly-trimmed installation with a perfect fit and no gaps. With accurate details on over 9,500 components in our measured unit database, chances are we have the component needed on file. Unit assembles easily in minutes and includes rear brackets to prevent the mounted component from sliding back. Fully ventilated ears and bottom promote cooling. Depending on the needs of the installation, the units can be ordered with a black textured finish (model RSH4S) or a black brushed and anodized finish (model RSH4A). Bottom depths are automatically provided in 11-1/2", 14", 15-1/2", 17-1/2", or 20-1/2" styles. Custom rackmounts will accept any component up to 17-3/4" wide. Individual custom faces (less rack ears and shelf bottom) are also available in a black textured finish (model SFACE) or a black brushed and anodized finish (model AFACE). LCD rackmounts also available to mount most LCD monitors with up to a 17" screen size or with a maximum width of 17-3/8". NOTE: custom rackshelf height is specified at the factory based on physical restrictions. Visit middleatlantic.com to find heights on all measured components, or design the system in RackTools&reg; or Visio&reg; Blocks, which are both updated regularly with the latest components.</p> <ul> <li>Custom cut to provide a perfect opening in the face</li> <li>Comes with an appropriate-sized vented rackshelf</li> </ul>
Racks | Middle Atlantic | RSH4A9X | CUS RACKSHLF9SP ANOD 17.5DP | 286 | 257.4 | [8 empty] | 656747018015 | Y | 14 |  |  | https://assetserver.net/_assets/_prop65/shortform cancerandreprod_midat.jpg | US-United States | Mounts & Racks | Racks |  |  | 0 | Form Factor: Rack-mountable | Product Color: Black Powder Coat | Product Material: Steel | Product Material: Aluminum | Height: 15.8" | 22.000 x 18.000 x 3.500 | <p>With the innovative RSH custom rackmounts, virtually any component can be installed in a standard 19" enclosure without modification. Custom cut to provide a perfect opening for the face of the component that is being mounted, each RSH unit provides a neatly-trimmed installation with a perfect fit and no gaps. With accurate details on over 9,500 components in our measured unit database, chances are we have the component needed on file. Unit assembles easily in minutes and includes rear brackets to prevent the mounted component from sliding back. Fully ventilated ears and bottom promote cooling. Depending on the needs of the installation, the units can be ordered with a black textured finish (model RSH4S) or a black brushed and anodized finish (model RSH4A). Bottom depths are automatically provided in 11-1/2", 14", 15-1/2", 17-1/2", or 20-1/2" styles. Custom rackmounts will accept any component up to 17-3/4" wide. Individual custom faces (less rack ears and shelf bottom) are also available in a black textured finish (model SFACE) or a black brushed and anodized finish (model AFACE). LCD rackmounts also available to mount most LCD monitors with up to a 17" screen size or with a maximum width of 17-3/8". NOTE: custom rackshelf height is specified at the factory based on physical restrictions. Visit middleatlantic.com to find heights on all measured components, or design the system in RackTools&reg; or Visio&reg; Blocks, which are both updated regularly with the latest components.</p> <ul> <li>Custom cut to provide a perfect opening in the face</li> <li>Comes with an appropriate-sized vented rackshelf<b></b></li> </ul>
Racks | Middle Atlantic | RSH4S10XW | CUSWIDERSH10SP SPAT 17.5DP | 272 | 244.8 | [8 empty] | 656747032486 | Y | 15 |  |  | https://assetserver.net/_assets/_prop65/shortform cancerandreprod_midat.jpg | US-United States | Mounts & Racks | Racks |  |  | 0 | Form Factor: Rack-mountable | Product Color: Black Powder Coat | Product Material: Steel | Product Material: Aluminum | Height: 17.5" | 22.000 x 18.000 x 3.500 | <p>With the innovative RSH custom rackmounts, virtually any component can be installed in a standard 19" enclosure without modification. Custom cut to provide a perfect opening for the face of the component that is being mounted, each RSH unit provides a neatly-trimmed installation with a perfect fit and no gaps. With accurate details on over 9,500 components in our measured unit database, chances are we have the component needed on file. Unit assembles easily in minutes and includes rear brackets to prevent the mounted component from sliding back. Fully ventilated ears and bottom promote cooling. Depending on the needs of the installation, the units can be ordered with a black textured finish (model RSH4S) or a black brushed and anodized finish (model RSH4A). Bottom depths are automatically provided in 11-1/2" , 14" , 15-1/2" , 17-1/2" , or 20-1/2" styles. Custom rackmounts will accept any component up to 17-3/4" wide. Individual custom faces (less rack ears and shelf bottom) are also available in a black textured finish (model SFACE) or a black brushed and anodized finish (model AFACE). LCD rackmounts also available to mount most LCD monitors with up to a 17" screen size or with a maximum width of 17-3/8". NOTE: custom rackshelf height is specified at the factory based on physical restrictions. Visit middleatlantic.com to find heights on all measured components, or design the system in RackTools&reg; or Visio&reg; Blocks, which are both updated regularly with the latest components.</p> <ul> <li>Custom cut to provide a perfect opening in the face</li> <li>Comes with an appropriate-sized vented rackshelf<b></b></li> </ul>
Racks | Middle Atlantic | RSH4S2M | CUS RACKSHLF2SP SPAT 14DP | 217 | 195.3 | [8 empty] | 656747035005 | Y | 7 |  |  | https://assetserver.net/_assets/_prop65/shortform cancerandreprod_midat.jpg | US-United States | Mounts & Racks | Racks |  |  | 0 | Product Color: Black | Height: 1.2" | Width: 17.8" | Depth: 14" | Rack Height: 2U | 22.000 x 18.000 x 2.000 | With the innovative RSH custom rackmounts, virtually any component can be installed in a standard 19-inch enclosure without modification. Custom cut to provide a perfect opening for the face of the component that is being mounted, each RSH unit provides a neatly-trimmed installation with a perfect fit and no gaps. With accurate details on over 9,500 components in our measured unit database, chances are we have the component needed on file. Unit assembles easily in minutes and includes rear brackets to prevent the mounted component from sliding back. Fully ventilated ears and bottom promote cooling. Depending on the needs of the installation, the units can be ordered with a black textured finish (model RSH4S) or a black brushed and anodized finish (model RSH4A). Bottom depths are automatically provided in 11-1/2-inch, 14-inch, 15-1/2-inch, 17-1/2-inch, or 20-1/2-inch styles. Custom rackmounts will accept any component up to 17-3/4-inch wide.
Racks | Middle Atlantic | RSH4S2MW | CUS WIDERSH2SP SPAT 14DP | 217 | 195.3 | [8 empty] | 656747035012 | Y | 7 |  |  | https://assetserver.net/_assets/_prop65/shortform cancerandreprod_midat.jpg | US-United States | Mounts & Racks | Racks |  |  | 0 | Application/Usage: Monitor | Application/Usage: LCD | Form Factor: Rack-mountable | Product Color: Black Powder Coat | Product Material: Steel | 22.000 x 18.000 x 2.000 | <p>With the innovative RSH custom rackmounts, virtually any component can be installed in a standard 19" enclosure without modification. Custom cut to provide a perfect opening for the face of the component that is being mounted, each RSH unit provides a neatly-trimmed installation with a perfect fit and no gaps. With accurate details on over 9,500 components in our measured unit database, chances are we have the component needed on file. Unit assembles easily in minutes and includes rear brackets to prevent the mounted component from sliding back. Fully ventilated ears and bottom promote cooling. Depending on the needs of the installation, the units can be ordered with a black textured finish (model RSH4S) or a black brushed and anodized finish (model RSH4A). Bottom depths are automatically provided in 11-1/2", 14", 15-1/2", 17-1/2", or 20-1/2" styles. Custom rackmounts will accept any component up to 17-3/4" wide. Individual custom faces (less rack ears and shelf bottom) are also available in a black textured finish (model SFACE) or a black brushed and anodized finish (model AFACE). LCD rackmounts also available to mount most LCD monitors with up to a 17" screen size or with a maximum width of 17-3/8". NOTE: custom rackshelf height is specified at the factory based on physical restrictions. Visit middleatlantic.com to find heights on all measured components, or design the system in RackTools&reg; or Visio&reg; Blocks, which are both updated regularly with the latest components.</p> <ul> <li>Custom cut to provide a perfect opening in the face</li> <li>Comes with an appropriate-sized vented rackshelf</li> </ul>
Racks | Middle Atlantic | RSH4S2R | CUS RACKSHLF2SP SPAT 15.5DP | 217 | 195.3 | [8 empty] | 656747018398 | Y | 7 |  |  | https://assetserver.net/_assets/_prop65/shortform cancerandreprod_midat.jpg | US-United States | Mounts & Racks | Racks |  |  | 0 | Application/Usage: Monitor | Application/Usage: LCD | Form Factor: Rack-mountable | Product Color: Black Powder Coat | Product Material: Steel | 22.000 x 18.000 x 2.000 | <p>With the innovative RSH custom rackmounts, virtually any component can be installed in a standard 19" enclosure without modification. Custom cut to provide a perfect opening for the face of the component that is being mounted, each RSH unit provides a neatly-trimmed installation with a perfect fit and no gaps. With accurate details on over 9,500 components in our measured unit database, chances are we have the component needed on file. Unit assembles easily in minutes and includes rear brackets to prevent the mounted component from sliding back. Fully ventilated ears and bottom promote cooling. Depending on the needs of the installation, the units can be ordered with a black textured finish (model RSH4S) or a black brushed and anodized finish (model RSH4A). Bottom depths are automatically provided in 11-1/2", 14", 15-1/2", 17-1/2", or 20-1/2" styles. Custom rackmounts will accept any component up to 17-3/4" wide. Individual custom faces (less rack ears and shelf bottom) are also available in a black textured finish (model SFACE) or a black brushed and anodized finish (model AFACE). LCD rackmounts also available to mount most LCD monitors with up to a 17" screen size or with a maximum width of 17-3/8". NOTE: custom rackshelf height is specified at the factory based on physical restrictions. Visit middleatlantic.com to find heights on all measured components, or design the system in RackTools&reg; or Visio&reg; Blocks, which are both updated regularly with the latest components.</p> <ul> <li>Custom cut to provide a perfect opening in the face</li> <li>Comes with an appropriate-sized vented rackshelf</li> </ul>
Racks | Middle Atlantic | RSH4S2RW | CUS WIDERSH2SP SPAT 15.5DP | 217 | 195.3 | [8 empty] | 656747032561 | Y | 7 |  |  | https://assetserver.net/_assets/_prop65/shortform cancerandreprod_midat.jpg | US-United States | Mounts & Racks | Racks |  |  | 0 | Form Factor: Rack-mountable | Product Color: Black Powder Coat | Product Material: Steel | Product Material: Aluminum | Height: 5.2" | 22.000 x 18.000 x 2.000 | <p>With the innovative RSH custom rackmounts, virtually any component can be installed in a standard 19" enclosure without modification. Custom cut to provide a perfect opening for the face of the component that is being mounted, each RSH unit provides a neatly-trimmed installation with a perfect fit and no gaps. With accurate details on over 9,500 components in our measured unit database, chances are we have the component needed on file. Unit assembles easily in minutes and includes rear brackets to prevent the mounted component from sliding back. Fully ventilated ears and bottom promote cooling. Depending on the needs of the installation, the units can be ordered with a black textured finish (model RSH4S) or a black brushed and anodized finish (model RSH4A). Bottom depths are automatically provided in 11-1/2", 14", 15-1/2", 17-1/2", or 20-1/2" styles. Custom rackmounts will accept any component up to 17-3/4" wide. Individual custom faces (less rack ears and shelf bottom) are also available in a black textured finish (model SFACE) or a black brushed and anodized finish (model AFACE). LCD rackmounts also available to mount most LCD monitors with up to a 17" screen size or with a maximum width of 17-3/8". NOTE: custom rackshelf height is specified at the factory based on physical restrictions. Visit middleatlantic.com to find heights on all measured components, or design the system in RackTools&reg; or Visio&reg; Blocks, which are both updated regularly with the latest components.</p> <ul> <li>Custom cut to provide a perfect opening in the face</li> <li>Comes with an appropriate-sized vented rackshelf<b></b></li> </ul>
Racks | Middle Atlantic | RSH4S2S | CUS RACKSHLF2SP SPAT 11.5DP | 217 | 195.3 | [8 empty] | 656747018459 | Y | 7 |  |  | https://assetserver.net/_assets/_prop65/shortform cancerandreprod_midat.jpg | US-United States | Mounts & Racks | Racks |  |  | 0 | Product Color: Black | Rack Height: 2U | Rack Width: 19" | Limited Warranty: Lifetime |  | 22.000 x 18.000 x 2.000 | With the innovative RSH custom rackmounts, virtually any component can be installed in a standard 19-inch enclosure without modification. Custom cut to provide a perfect opening for the face of the component that is being mounted, each RSH unit provides a neatly-trimmed installation with a perfect fit and no gaps. With accurate details on over 9,500 components in our measured unit database, chances are we have the component needed on file. Unit assembles easily in minutes and includes rear brackets to prevent the mounted component from sliding back. Fully ventilated ears and bottom promote cooling. Depending on the needs of the installation, the units can be ordered with a black textured finish (model RSH4S) or a black brushed and anodized finish (model RSH4A). Bottom depths are automatically provided in 11-1/2-inch, 14-inch, 15-1/2-inch, 17-1/2-inch, or 20-1/2-inch styles. Custom rackmounts will accept any component up to 17-3/4-inch wide.
Racks | Middle Atlantic | RSH4S2SW | CUS WIDERSH2SP SPAT 11.5DP | 217 | 195.3 | [8 empty] | 656747032578 | Y | 7 |  |  | https://assetserver.net/_assets/_prop65/shortform cancerandreprod_midat.jpg | US-United States | Mounts & Racks | Racks |  |  | 0 | Application/Usage: Monitor | Application/Usage: LCD | Form Factor: Rack-mountable | Product Color: Black Powder Coat | Product Material: Steel | 22.000 x 18.000 x 2.000 | <p>With the innovative RSH custom rackmounts, virtually any component can be installed in a standard 19" enclosure without modification. Custom cut to provide a perfect opening for the face of the component that is being mounted, each RSH unit provides a neatly-trimmed installation with a perfect fit and no gaps. With accurate details on over 9,500 components in our measured unit database, chances are we have the component needed on file. Unit assembles easily in minutes and includes rear brackets to prevent the mounted component from sliding back. Fully ventilated ears and bottom promote cooling. Depending on the needs of the installation, the units can be ordered with a black textured finish (model RSH4S) or a black brushed and anodized finish (model RSH4A). Bottom depths are automatically provided in 11-1/2", 14", 15-1/2", 17-1/2", or 20-1/2" styles. Custom rackmounts will accept any component up to 17-3/4" wide. Individual custom faces (less rack ears and shelf bottom) are also available in a black textured finish (model SFACE) or a black brushed and anodized finish (model AFACE). LCD rackmounts also available to mount most LCD monitors with up to a 17" screen size or with a maximum width of 17-3/8". NOTE: custom rackshelf height is specified at the factory based on physical restrictions. Visit middleatlantic.com to find heights on all measured components, or design the system in RackTools&reg; or Visio&reg; Blocks, which are both updated regularly with the latest components.</p> <ul> <li>Custom cut to provide a perfect opening in the face</li> <li>Comes with an appropriate-sized vented rackshelf</li> </ul>
Racks | Middle Atlantic | RSH4S2X | CUS RACKSHLF2SP SPAT 17.5DP | 217 | 195.3 | [8 empty] | 656747018558 | Y | 7 |  |  | https://assetserver.net/_assets/_prop65/shortform cancerandreprod_midat.jpg | US-United States | Mounts & Racks | Racks |  |  | 0 | Form Factor: Rack-mountable | Product Color: Black Powder Coat | Product Material: Steel | Product Material: Aluminum | Maximum Weight Capacity: 250 lb | 22.000 x 18.000 x 2.000 | <p>With the innovative RSH custom rackmounts, virtually any component can be installed in a standard 19" enclosure without modification. Custom cut to provide a perfect opening for the face of the component that is being mounted, each RSH unit provides a neatly-trimmed installation with a perfect fit and no gaps. With accurate details on over 9,500 components in our measured unit database, chances are we have the component needed on file. Unit assembles easily in minutes and includes rear brackets to prevent the mounted component from sliding back. Fully ventilated ears and bottom promote cooling. Depending on the needs of the installation, the units can be ordered with a black textured finish (model RSH4S) or a black brushed and anodized finish (model RSH4A). Bottom depths are automatically provided in 11-1/2", 14", 15-1/2", 17-1/2", or 20-1/2" styles. Custom rackmounts will accept any component up to 17-3/4" wide. Individual custom faces (less rack ears and shelf bottom) are also available in a black textured finish (model SFACE) or a black brushed and anodized finish (model AFACE). LCD rackmounts also available to mount most LCD monitors with up to a 17" screen size or with a maximum width of 17-3/8". NOTE: custom rackshelf height is specified at the factory based on physical restrictions. Visit middleatlantic.com to find heights on all measured components, or design the system in RackTools&reg; or Visio&reg; Blocks, which are both updated regularly with the latest components.</p> <ul> <li>Custom cut to provide a perfect opening in the face</li> <li>Comes with an appropriate-sized vented rackshelf</li> </ul>
Racks | Middle Atlantic | RSH4S2XW | CUS WIDERSH2SP SPAT 17.5DP | 217 | 195.3 | [8 empty] | 656747032585 | Y | 7 |  |  | https://assetserver.net/_assets/_prop65/shortform cancerandreprod_midat.jpg | US-United States | Mounts & Racks | Racks |  |  | 0 | Form Factor: Rack-mountable | Product Color: Black Powder Coat | Product Material: Steel | Product Material: Aluminum | Maximum Weight Capacity: 250 lb | 22.000 x 18.000 x 2.000 | <p>With the innovative RSH custom rackmounts, virtually any component can be installed in a standard 19" enclosure without modification. Custom cut to provide a perfect opening for the face of the component that is being mounted, each RSH unit provides a neatly-trimmed installation with a perfect fit and no gaps. With accurate details on over 9,500 components in our measured unit database, chances are we have the component needed on file. Unit assembles easily in minutes and includes rear brackets to prevent the mounted component from sliding back. Fully ventilated ears and bottom promote cooling. Depending on the needs of the installation, the units can be ordered with a black textured finish (model RSH4S) or a black brushed and anodized finish (model RSH4A). Bottom depths are automatically provided in 11-1/2", 14", 15-1/2", 17-1/2", or 20-1/2" styles. Custom rackmounts will accept any component up to 17-3/4" wide. Individual custom faces (less rack ears and shelf bottom) are also available in a black textured finish (model SFACE) or a black brushed and anodized finish (model AFACE). LCD rackmounts also available to mount most LCD monitors with up to a 17" screen size or with a maximum width of 17-3/8". NOTE: custom rackshelf height is specified at the factory based on physical restrictions. Visit middleatlantic.com to find heights on all measured components, or design the system in RackTools&reg; or Visio&reg; Blocks, which are both updated regularly with the latest components.</p> <ul> <li>Custom cut to provide a perfect opening in the face</li> <li>Comes with an appropriate-sized vented rackshelf</li> </ul>
Racks | Middle Atlantic | RSH4S2XX | CUS RACKSHLF2SP SPAT 20.5DP | 217 | 195.3 | [8 empty] | 656747018596 | Y | 7 |  |  | https://assetserver.net/_assets/_prop65/shortform cancerandreprod_midat.jpg | US-United States | Mounts & Racks | Racks |  |  | 0 | Form Factor: Rack-mountable | Product Color: Black Powder Coat | Product Material: Steel | Product Material: Aluminum | Maximum Weight Capacity: 250 lb | 22.000 x 18.000 x 2.000 | <p>With the innovative RSH custom rackmounts, virtually any component can be installed in a standard 19" enclosure without modification. Custom cut to provide a perfect opening for the face of the component that is being mounted, each RSH unit provides a neatly-trimmed installation with a perfect fit and no gaps. With accurate details on over 9,500 components in our measured unit database, chances are we have the component needed on file. Unit assembles easily in minutes and includes rear brackets to prevent the mounted component from sliding back. Fully ventilated ears and bottom promote cooling. Depending on the needs of the installation, the units can be ordered with a black textured finish (model RSH4S) or a black brushed and anodized finish (model RSH4A). Bottom depths are automatically provided in 11-1/2", 14", 15-1/2", 17-1/2", or 20-1/2" styles. Custom rackmounts will accept any component up to 17-3/4" wide. Individual custom faces (less rack ears and shelf bottom) are also available in a black textured finish (model SFACE) or a black brushed and anodized finish (model AFACE). LCD rackmounts also available to mount most LCD monitors with up to a 17" screen size or with a maximum width of 17-3/8". NOTE: custom rackshelf height is specified at the factory based on physical restrictions. Visit middleatlantic.com to find heights on all measured components, or design the system in RackTools&reg; or Visio&reg; Blocks, which are both updated regularly with the latest components.</p> <ul> <li>Custom cut to provide a perfect opening in the face</li> <li>Comes with an appropriate-sized vented rackshelf</li> </ul>
Racks | Middle Atlantic | RSH4S2XXW | CUS WIDERSH2SP SPAT 20.5DP | 217 | 195.3 | [8 empty] | 656747032592 | Y | 7 |  |  | https://assetserver.net/_assets/_prop65/shortform cancerandreprod_midat.jpg | US-United States | Mounts & Racks | Racks |  |  | 0 | Application/Usage: Monitor | Application/Usage: LCD | Form Factor: Rack-mountable | Product Color: Black Powder Coat | Product Material: Steel | 22.000 x 18.000 x 2.000 | <p>With the innovative RSH custom rackmounts, virtually any component can be installed in a standard 19" enclosure without modification. Custom cut to provide a perfect opening for the face of the component that is being mounted, each RSH unit provides a neatly-trimmed installation with a perfect fit and no gaps. With accurate details on over 9,500 components in our measured unit database, chances are we have the component needed on file. Unit assembles easily in minutes and includes rear brackets to prevent the mounted component from sliding back. Fully ventilated ears and bottom promote cooling. Depending on the needs of the installation, the units can be ordered with a black textured finish (model RSH4S) or a black brushed and anodized finish (model RSH4A). Bottom depths are automatically provided in 11-1/2", 14", 15-1/2", 17-1/2", or 20-1/2" styles. Custom rackmounts will accept any component up to 17-3/4" wide. Individual custom faces (less rack ears and shelf bottom) are also available in a black textured finish (model SFACE) or a black brushed and anodized finish (model AFACE). LCD rackmounts also available to mount most LCD monitors with up to a 17" screen size or with a maximum width of 17-3/8". NOTE: custom rackshelf height is specified at the factory based on physical restrictions. Visit middleatlantic.com to find heights on all measured components, or design the system in RackTools&reg; or Visio&reg; Blocks, which are both updated regularly with the latest components.</p> <ul> <li>Custom cut to provide a perfect opening in the face</li> <li>Comes with an appropriate-sized vented rackshelf</li> </ul>
Racks | Middle Atlantic | RSH4S3M | CUS RACKSHLF3SP SPAT 14DP | 217 | 195.3 | [8 empty] | 656747035272 | Y | 8 |  |  | https://assetserver.net/_assets/_prop65/shortform cancerandreprod_midat.jpg | US-United States | Mounts & Racks | Racks |  |  | 0 | Depth: 14" | Rack Height: 3U | Rack Width: 19" | Limited Warranty: Lifetime |  | 22.000 x 18.000 x 2.000 | With the innovative RSH custom rackmounts, virtually any component can be installed in a standard 19-inch enclosure without modification. Custom cut to provide a perfect opening for the face of the component that is being mounted, each RSH unit provides a neatly-trimmed installation with a perfect fit and no gaps. With accurate details on over 9,500 components in our measured unit database, chances are we have the component needed on file. Unit assembles easily in minutes and includes rear brackets to prevent the mounted component from sliding back. Fully ventilated ears and bottom promote cooling. Depending on the needs of the installation, the units can be ordered with a black textured finish (model RSH4S) or a black brushed and anodized finish (model RSH4A). Bottom depths are automatically provided in 11-1/2-inch, 14-inch, 15-1/2-inch, 17-1/2-inch, or 20-1/2-inch styles. Custom rackmounts will accept any component up to 17-3/4-inch wide.
Racks | Middle Atlantic | RSH4S3MW | CUS WIDERSH3SP SPAT 14DP | 217 | 195.3 | [8 empty] | 656747035289 | Y | 8 |  |  | https://assetserver.net/_assets/_prop65/shortform cancerandreprod_midat.jpg | US-United States | Mounts & Racks | Racks |  |  | 0 | Application/Usage: Monitor | Application/Usage: LCD | Form Factor: Rack-mountable | Product Color: Black Powder Coat | Product Material: Steel | 22.000 x 18.000 x 2.000 | <p>With the innovative RSH custom rackmounts, virtually any component can be installed in a standard 19" enclosure without modification. Custom cut to provide a perfect opening for the face of the component that is being mounted, each RSH unit provides a neatly-trimmed installation with a perfect fit and no gaps. With accurate details on over 9,500 components in our measured unit database, chances are we have the component needed on file. Unit assembles easily in minutes and includes rear brackets to prevent the mounted component from sliding back. Fully ventilated ears and bottom promote cooling. Depending on the needs of the installation, the units can be ordered with a black textured finish (model RSH4S) or a black brushed and anodized finish (model RSH4A). Bottom depths are automatically provided in 11-1/2", 14", 15-1/2", 17-1/2", or 20-1/2" styles. Custom rackmounts will accept any component up to 17-3/4" wide. Individual custom faces (less rack ears and shelf bottom) are also available in a black textured finish (model SFACE) or a black brushed and anodized finish (model AFACE). LCD rackmounts also available to mount most LCD monitors with up to a 17" screen size or with a maximum width of 17-3/8". NOTE: custom rackshelf height is specified at the factory based on physical restrictions. Visit middleatlantic.com to find heights on all measured components, or design the system in RackTools&reg; or Visio&reg; Blocks, which are both updated regularly with the latest components.</p> <ul> <li>Custom cut to provide a perfect opening in the face</li> <li>Comes with an appropriate-sized vented rackshelf</li> </ul>
Racks | Middle Atlantic | RSH4S3R | CUS RACKSHLF3SP SPAT 15.5DP | 217 | 195.3 | [8 empty] | 656747018633 | Y | 8 |  |  | https://assetserver.net/_assets/_prop65/shortform cancerandreprod_midat.jpg | US-United States | Mounts & Racks | Racks |  |  | 0 | Application/Usage: Monitor | Application/Usage: LCD | Form Factor: Rack-mountable | Product Color: Black Powder Coat | Product Material: Steel | 22.000 x 18.000 x 2.000 | <p>With the innovative RSH custom rackmounts, virtually any component can be installed in a standard 19" enclosure without modification. Custom cut to provide a perfect opening for the face of the component that is being mounted, each RSH unit provides a neatly-trimmed installation with a perfect fit and no gaps. With accurate details on over 9,500 components in our measured unit database, chances are we have the component needed on file. Unit assembles easily in minutes and includes rear brackets to prevent the mounted component from sliding back. Fully ventilated ears and bottom promote cooling. Depending on the needs of the installation, the units can be ordered with a black textured finish (model RSH4S) or a black brushed and anodized finish (model RSH4A). Bottom depths are automatically provided in 11-1/2", 14", 15-1/2", 17-1/2", or 20-1/2" styles. Custom rackmounts will accept any component up to 17-3/4" wide. Individual custom faces (less rack ears and shelf bottom) are also available in a black textured finish (model SFACE) or a black brushed and anodized finish (model AFACE). LCD rackmounts also available to mount most LCD monitors with up to a 17" screen size or with a maximum width of 17-3/8". NOTE: custom rackshelf height is specified at the factory based on physical restrictions. Visit middleatlantic.com to find heights on all measured components, or design the system in RackTools&reg; or Visio&reg; Blocks, which are both updated regularly with the latest components.</p> <ul> <li>Custom cut to provide a perfect opening in the face</li> <li>Comes with an appropriate-sized vented rackshelf</li> </ul>
Racks | Middle Atlantic | RSH4S3RW | CUS WIDERSH3SP SPAT 15.5DP | 217 | 195.3 | [8 empty] | 656747032608 | Y | 8 |  |  | https://assetserver.net/_assets/_prop65/shortform cancerandreprod_midat.jpg | US-United States | Mounts & Racks | Racks |  |  | 0 | Application/Usage: Monitor | Application/Usage: LCD | Form Factor: Rack-mountable | Product Color: Black Powder Coat | Product Material: Steel | 22.000 x 18.000 x 2.000 | <p>With the innovative RSH custom rackmounts, virtually any component can be installed in a standard 19" enclosure without modification. Custom cut to provide a perfect opening for the face of the component that is being mounted, each RSH unit provides a neatly-trimmed installation with a perfect fit and no gaps. With accurate details on over 9,500 components in our measured unit database, chances are we have the component needed on file. Unit assembles easily in minutes and includes rear brackets to prevent the mounted component from sliding back. Fully ventilated ears and bottom promote cooling. Depending on the needs of the installation, the units can be ordered with a black textured finish (model RSH4S) or a black brushed and anodized finish (model RSH4A). Bottom depths are automatically provided in 11-1/2", 14", 15-1/2", 17-1/2", or 20-1/2" styles. Custom rackmounts will accept any component up to 17-3/4" wide. Individual custom faces (less rack ears and shelf bottom) are also available in a black textured finish (model SFACE) or a black brushed and anodized finish (model AFACE). LCD rackmounts also available to mount most LCD monitors with up to a 17" screen size or with a maximum width of 17-3/8". NOTE: custom rackshelf height is specified at the factory based on physical restrictions. Visit middleatlantic.com to find heights on all measured components, or design the system in RackTools&reg; or Visio&reg; Blocks, which are both updated regularly with the latest components.</p> <ul> <li>Custom cut to provide a perfect opening in the face</li> <li>Comes with an appropriate-sized vented rackshelf</li> </ul>
Racks | Middle Atlantic | RSH4S3S | CUS RACKSHLF3SP SPAT 11.5DP | 217 | 195.3 | [8 empty] | 656747018732 | Y | 8 |  |  | https://assetserver.net/_assets/_prop65/shortform cancerandreprod_midat.jpg | US-United States | Mounts & Racks | Racks |  |  | 0 | Features: Vented Bottom | Form Factor: Rack-mountable | Product Color: Black Textured Powder Coat | Product Material: Steel | Depth: 11.5" | 22.000 x 18.000 x 2.000 | With the innovative RSH custom rackmounts, virtually any component can be installed in a standard 19-inch enclosure without modification. Custom cut to provide a perfect opening for the face of the component that is being mounted, each RSH unit provides a neatly-trimmed installation with a perfect fit and no gaps. With accurate details on over 9,500 components in our measured unit database, chances are we have the component needed on file. Unit assembles easily in minutes and includes rear brackets to prevent the mounted component from sliding back. Fully ventilated ears and bottom promote cooling. Depending on the needs of the installation, the units can be ordered with a black textured finish (model RSH4S) or a black brushed and anodized finish (model RSH4A). Bottom depths are automatically provided in 11-1/2-inch, 14-inch, 15-1/2-inch, 17-1/2-inch, or 20-1/2-inch styles. Custom rackmounts will accept any component up to 17-3/4-inch wide.
Racks | Middle Atlantic | RSH4S3SW | CUS WIDERSH3SP SPAT 11.5DP | 217 | 195.3 | [8 empty] | 656747032615 | Y | 8 |  |  | https://assetserver.net/_assets/_prop65/shortform cancerandreprod_midat.jpg | US-United States | Mounts & Racks | Racks |  |  | 0 | Application/Usage: Monitor | Application/Usage: LCD | Form Factor: Rack-mountable | Product Color: Black Powder Coat | Product Material: Steel | 22.000 x 18.000 x 2.000 | <p>With the innovative RSH custom rackmounts, virtually any component can be installed in a standard 19" enclosure without modification. Custom cut to provide a perfect opening for the face of the component that is being mounted, each RSH unit provides a neatly-trimmed installation with a perfect fit and no gaps. With accurate details on over 9,500 components in our measured unit database, chances are we have the component needed on file. Unit assembles easily in minutes and includes rear brackets to prevent the mounted component from sliding back. Fully ventilated ears and bottom promote cooling. Depending on the needs of the installation, the units can be ordered with a black textured finish (model RSH4S) or a black brushed and anodized finish (model RSH4A). Bottom depths are automatically provided in 11-1/2", 14", 15-1/2", 17-1/2", or 20-1/2" styles. Custom rackmounts will accept any component up to 17-3/4" wide. Individual custom faces (less rack ears and shelf bottom) are also available in a black textured finish (model SFACE) or a black brushed and anodized finish (model AFACE). LCD rackmounts also available to mount most LCD monitors with up to a 17" screen size or with a maximum width of 17-3/8". NOTE: custom rackshelf height is specified at the factory based on physical restrictions. Visit middleatlantic.com to find heights on all measured components, or design the system in RackTools&reg; or Visio&reg; Blocks, which are both updated regularly with the latest components.</p> <ul> <li>Custom cut to provide a perfect opening in the face</li> <li>Comes with an appropriate-sized vented rackshelf</li> </ul>
Racks | Middle Atlantic | RSH4S3XW | CUS WIDERSH3SP SPAT 17.5DP | 217 | 195.3 | [8 empty] | 656747032622 | Y | 8 |  |  | https://assetserver.net/_assets/_prop65/shortform cancerandreprod_midat.jpg | US-United States | Mounts & Racks | Racks |  |  | 0 | Application/Usage: Monitor | Application/Usage: LCD | Form Factor: Rack-mountable | Product Color: Black Powder Coat | Product Material: Steel | 22.000 x 18.000 x 2.000 | <p>With the innovative RSH custom rackmounts, virtually any component can be installed in a standard 19" enclosure without modification. Custom cut to provide a perfect opening for the face of the component that is being mounted, each RSH unit provides a neatly-trimmed installation with a perfect fit and no gaps. With accurate details on over 9,500 components in our measured unit database, chances are we have the component needed on file. Unit assembles easily in minutes and includes rear brackets to prevent the mounted component from sliding back. Fully ventilated ears and bottom promote cooling. Depending on the needs of the installation, the units can be ordered with a black textured finish (model RSH4S) or a black brushed and anodized finish (model RSH4A). Bottom depths are automatically provided in 11-1/2", 14", 15-1/2", 17-1/2", or 20-1/2" styles. Custom rackmounts will accept any component up to 17-3/4" wide. Individual custom faces (less rack ears and shelf bottom) are also available in a black textured finish (model SFACE) or a black brushed and anodized finish (model AFACE). LCD rackmounts also available to mount most LCD monitors with up to a 17" screen size or with a maximum width of 17-3/8". NOTE: custom rackshelf height is specified at the factory based on physical restrictions. Visit middleatlantic.com to find heights on all measured components, or design the system in RackTools&reg; or Visio&reg; Blocks, which are both updated regularly with the latest components.</p> <ul> <li>Custom cut to provide a perfect opening in the face</li> <li>Comes with an appropriate-sized vented rackshelf</li> </ul>
Racks | Middle Atlantic | RSH4S3XX | CUS RACKSHLF3SP SPAT 20.5DP | 217 | 195.3 | [8 empty] | 656747018909 | Y | 8 |  |  | https://assetserver.net/_assets/_prop65/shortform cancerandreprod_midat.jpg | US-United States | Mounts & Racks | Racks |  |  | 0 | Form Factor: Rack-mountable | Product Color: Black Powder Coat | Product Material: Steel | Product Material: Aluminum | Height: 5.3" | 22.000 x 18.000 x 2.000 | <p>With the innovative RSH custom rackmounts, virtually any component can be installed in a standard 19" enclosure without modification. Custom cut to provide a perfect opening for the face of the component that is being mounted, each RSH unit provides a neatly-trimmed installation with a perfect fit and no gaps. With accurate details on over 9,500 components in our measured unit database, chances are we have the component needed on file. Unit assembles easily in minutes and includes rear brackets to prevent the mounted component from sliding back. Fully ventilated ears and bottom promote cooling. Depending on the needs of the installation, the units can be ordered with a black textured finish (model RSH4S) or a black brushed and anodized finish (model RSH4A). Bottom depths are automatically provided in 11-1/2" , 14" , 15-1/2" , 17-1/2" , or 20-1/2" styles. Custom rackmounts will accept any component up to 17-3/4" wide. Individual custom faces (less rack ears and shelf bottom) are also available in a black textured finish (model SFACE) or a black brushed and anodized finish (model AFACE). LCD rackmounts also available to mount most LCD monitors with up to a 17" screen size or with a maximum width of 17-3/8". NOTE: custom rackshelf height is specified at the factory based on physical restrictions. Visit middleatlantic.com to find heights on all measured components, or design the system in RackTools&reg; or Visio&reg; Blocks, which are both updated regularly with the latest components.</p> <ul> <li>Custom cut to provide a perfect opening in the face</li> <li>Comes with an appropriate-sized vented rackshelf<b></b></li> </ul>
Racks | Middle Atlantic | RSH4S3XXW | CUS WIDERSH3SP SPAT 20.5DP | 217 | 195.3 | [8 empty] | 656747032639 | Y | 8 |  |  | https://assetserver.net/_assets/_prop65/shortform cancerandreprod_midat.jpg | US-United States | Mounts & Racks | Racks |  |  | 0 | Form Factor: Rack-mountable | Product Color: Black Powder Coat | Product Material: Steel | Product Material: Aluminum | Height: 5.3" | 22.000 x 18.000 x 2.000 | <p>With the innovative RSH custom rackmounts, virtually any component can be installed in a standard 19" enclosure without modification. Custom cut to provide a perfect opening for the face of the component that is being mounted, each RSH unit provides a neatly-trimmed installation with a perfect fit and no gaps. With accurate details on over 9,500 components in our measured unit database, chances are we have the component needed on file. Unit assembles easily in minutes and includes rear brackets to prevent the mounted component from sliding back. Fully ventilated ears and bottom promote cooling. Depending on the needs of the installation, the units can be ordered with a black textured finish (model RSH4S) or a black brushed and anodized finish (model RSH4A). Bottom depths are automatically provided in 11-1/2", 14", 15-1/2", 17-1/2", or 20-1/2" styles. Custom rackmounts will accept any component up to 17-3/4" wide. Individual custom faces (less rack ears and shelf bottom) are also available in a black textured finish (model SFACE) or a black brushed and anodized finish (model AFACE). LCD rackmounts also available to mount most LCD monitors with up to a 17" screen size or with a maximum width of 17-3/8". NOTE: custom rackshelf height is specified at the factory based on physical restrictions. Visit middleatlantic.com to find heights on all measured components, or design the system in RackTools&reg; or Visio&reg; Blocks, which are both updated regularly with the latest components.</p> <ul> <li>Custom cut to provide a perfect opening in the face</li> <li>Comes with an appropriate-sized vented rackshelf<b></b></li> </ul>
Racks | Middle Atlantic | RSH4S4M | CUS RACKSHLF4SP SPAT 14DP | 217 | 195.3 | [8 empty] | 656747035067 | Y | 9 |  |  | https://assetserver.net/_assets/_prop65/shortform cancerandreprod_midat.jpg | US-United States | Mounts & Racks | Racks |  |  | 0 | Form Factor: Rack-mountable | Product Color: Black Powder Coat | Product Material: Steel | Product Material: Aluminum | Height: 7" | 22.000 x 18.000 x 2.000 | <p>With the innovative RSH custom rackmounts, virtually any component can be installed in a standard 19" enclosure without modification. Custom cut to provide a perfect opening for the face of the component that is being mounted, each RSH unit provides a neatly-trimmed installation with a perfect fit and no gaps. With accurate details on over 9,500 components in our measured unit database, chances are we have the component needed on file. Unit assembles easily in minutes and includes rear brackets to prevent the mounted component from sliding back. Fully ventilated ears and bottom promote cooling. Depending on the needs of the installation, the units can be ordered with a black textured finish (model RSH4S) or a black brushed and anodized finish (model RSH4A). Bottom depths are automatically provided in 11-1/2" , 14" , 15-1/2" , 17-1/2" , or 20-1/2" styles. Custom rackmounts will accept any component up to 17-3/4" wide. Individual custom faces (less rack ears and shelf bottom) are also available in a black textured finish (model SFACE) or a black brushed and anodized finish (model AFACE). LCD rackmounts also available to mount most LCD monitors with up to a 17" screen size or with a maximum width of 17-3/8". NOTE: custom rackshelf height is specified at the factory based on physical restrictions. Visit middleatlantic.com to find heights on all measured components, or design the system in RackTools&reg; or Visio&reg; Blocks, which are both updated regularly with the latest components.</p> <ul> <li>Custom cut to provide a perfect opening in the face</li> <li>Comes with an appropriate-sized vented rackshelf<b></b></li> </ul>
Racks | Middle Atlantic | RSH4S4MW | CUS WIDERSH4SP SPAT 14DP | 217 | 195.3 | [8 empty] | 656747035074 | Y | 9 |  |  | https://assetserver.net/_assets/_prop65/shortform cancerandreprod_midat.jpg | US-United States | Mounts & Racks | Racks |  |  | 0 | Form Factor: Rack-mountable | Product Color: Black Powder Coat | Product Material: Steel | Product Material: Aluminum | Height: 7" | 22.000 x 18.000 x 2.000 | <p>With the innovative RSH custom rackmounts, virtually any component can be installed in a standard 19" enclosure without modification. Custom cut to provide a perfect opening for the face of the component that is being mounted, each RSH unit provides a neatly-trimmed installation with a perfect fit and no gaps. With accurate details on over 9,500 components in our measured unit database, chances are we have the component needed on file. Unit assembles easily in minutes and includes rear brackets to prevent the mounted component from sliding back. Fully ventilated ears and bottom promote cooling. Depending on the needs of the installation, the units can be ordered with a black textured finish (model RSH4S) or a black brushed and anodized finish (model RSH4A). Bottom depths are automatically provided in 11-1/2" , 14" , 15-1/2" , 17-1/2" , or 20-1/2" styles. Custom rackmounts will accept any component up to 17-3/4" wide. Individual custom faces (less rack ears and shelf bottom) are also available in a black textured finish (model SFACE) or a black brushed and anodized finish (model AFACE). LCD rackmounts also available to mount most LCD monitors with up to a 17" screen size or with a maximum width of 17-3/8". NOTE: custom rackshelf height is specified at the factory based on physical restrictions. Visit middleatlantic.com to find heights on all measured components, or design the system in RackTools&reg; or Visio&reg; Blocks, which are both updated regularly with the latest components.</p> <ul> <li>Custom cut to provide a perfect opening in the face</li> <li>Comes with an appropriate-sized vented rackshelf<b></b></li> </ul>
Racks | Middle Atlantic | RSH4S4R | CUS RACKSHLF4SP SPAT 15.5DP | 217 | 195.3 | [8 empty] | 656747018947 | Y | 9 |  |  | https://assetserver.net/_assets/_prop65/shortform cancerandreprod_midat.jpg | US-United States | Mounts & Racks | Racks |  |  | 0 | Form Factor: Rack-mountable | Product Color: Black Powder Coat | Product Material: Steel | Product Material: Aluminum | Maximum Weight Capacity: 250 lb | 22.000 x 18.000 x 2.000 | <p>With the innovative RSH custom rackmounts, virtually any component can be installed in a standard 19" enclosure without modification. Custom cut to provide a perfect opening for the face of the component that is being mounted, each RSH unit provides a neatly-trimmed installation with a perfect fit and no gaps. With accurate details on over 9,500 components in our measured unit database, chances are we have the component needed on file. Unit assembles easily in minutes and includes rear brackets to prevent the mounted component from sliding back. Fully ventilated ears and bottom promote cooling. Depending on the needs of the installation, the units can be ordered with a black textured finish (model RSH4S) or a black brushed and anodized finish (model RSH4A). Bottom depths are automatically provided in 11-1/2", 14", 15-1/2", 17-1/2", or 20-1/2" styles. Custom rackmounts will accept any component up to 17-3/4" wide. Individual custom faces (less rack ears and shelf bottom) are also available in a black textured finish (model SFACE) or a black brushed and anodized finish (model AFACE). LCD rackmounts also available to mount most LCD monitors with up to a 17" screen size or with a maximum width of 17-3/8". NOTE: custom rackshelf height is specified at the factory based on physical restrictions. Visit middleatlantic.com to find heights on all measured components, or design the system in RackTools&reg; or Visio&reg; Blocks, which are both updated regularly with the latest components.</p> <ul> <li>Custom cut to provide a perfect opening in the face</li> <li>Comes with an appropriate-sized vented rackshelf</li> </ul>
Racks | Middle Atlantic | RSH4S4RW | CUS WIDERSH4SP SPAT 15.5DP | 217 | 195.3 | [8 empty] | 656747032646 | Y | 9 |  |  | https://assetserver.net/_assets/_prop65/shortform cancerandreprod_midat.jpg | US-United States | Mounts & Racks | Racks |  |  | 0 | Application/Usage: Monitor | Application/Usage: LCD | Form Factor: Rack-mountable | Product Color: Black Powder Coat | Product Material: Steel | 22.000 x 18.000 x 2.000 | <p>With the innovative RSH custom rackmounts, virtually any component can be installed in a standard 19" enclosure without modification. Custom cut to provide a perfect opening for the face of the component that is being mounted, each RSH unit provides a neatly-trimmed installation with a perfect fit and no gaps. With accurate details on over 9,500 components in our measured unit database, chances are we have the component needed on file. Unit assembles easily in minutes and includes rear brackets to prevent the mounted component from sliding back. Fully ventilated ears and bottom promote cooling. Depending on the needs of the installation, the units can be ordered with a black textured finish (model RSH4S) or a black brushed and anodized finish (model RSH4A). Bottom depths are automatically provided in 11-1/2", 14", 15-1/2", 17-1/2", or 20-1/2" styles. Custom rackmounts will accept any component up to 17-3/4" wide. Individual custom faces (less rack ears and shelf bottom) are also available in a black textured finish (model SFACE) or a black brushed and anodized finish (model AFACE). LCD rackmounts also available to mount most LCD monitors with up to a 17" screen size or with a maximum width of 17-3/8". NOTE: custom rackshelf height is specified at the factory based on physical restrictions. Visit middleatlantic.com to find heights on all measured components, or design the system in RackTools&reg; or Visio&reg; Blocks, which are both updated regularly with the latest components.</p> <ul> <li>Custom cut to provide a perfect opening in the face</li> <li>Comes with an appropriate-sized vented rackshelf</li> </ul>
Racks | Middle Atlantic | RSH4S4S | CUS RACKSHLF4SP SPAT 11.5DP | 217 | 195.3 | [8 empty] | 656747019029 | Y | 9 |  |  | https://assetserver.net/_assets/_prop65/shortform cancerandreprod_midat.jpg | US-United States | Mounts & Racks | Racks |  |  | 0 | Form Factor: Rack-mountable | Product Color: Black Powder Coat | Product Material: Steel | Product Material: Aluminum | Height: 7" | 22.000 x 18.000 x 2.000 | <p>With the innovative RSH custom rackmounts, virtually any component can be installed in a standard 19" enclosure without modification. Custom cut to provide a perfect opening for the face of the component that is being mounted, each RSH unit provides a neatly-trimmed installation with a perfect fit and no gaps. With accurate details on over 9,500 components in our measured unit database, chances are we have the component needed on file. Unit assembles easily in minutes and includes rear brackets to prevent the mounted component from sliding back. Fully ventilated ears and bottom promote cooling. Depending on the needs of the installation, the units can be ordered with a black textured finish (model RSH4S) or a black brushed and anodized finish (model RSH4A). Bottom depths are automatically provided in 11-1/2", 14", 15-1/2", 17-1/2", or 20-1/2" styles. Custom rackmounts will accept any component up to 17-3/4" wide. Individual custom faces (less rack ears and shelf bottom) are also available in a black textured finish (model SFACE) or a black brushed and anodized finish (model AFACE). LCD rackmounts also available to mount most LCD monitors with up to a 17" screen size or with a maximum width of 17-3/8". NOTE: custom rackshelf height is specified at the factory based on physical restrictions. Visit middleatlantic.com to find heights on all measured components, or design the system in RackTools&reg; or Visio&reg; Blocks, which are both updated regularly with the latest components.</p> <ul> <li>Custom cut to provide a perfect opening in the face</li> <li>Comes with an appropriate-sized vented rackshelf<b></b></li> </ul>
Racks | Middle Atlantic | RSH4S4SW | CUS WIDERSH4SP SPAT 11.5DP | 217 | 195.3 | [8 empty] | 656747032653 | Y | 9 |  |  | https://assetserver.net/_assets/_prop65/shortform cancerandreprod_midat.jpg | US-United States | Mounts & Racks | Racks |  |  | 0 | Application/Usage: Monitor | Application/Usage: LCD | Form Factor: Rack-mountable | Product Color: Black Powder Coat | Product Material: Steel | 22.000 x 18.000 x 2.000 | <p>With the innovative RSH custom rackmounts, virtually any component can be installed in a standard 19" enclosure without modification. Custom cut to provide a perfect opening for the face of the component that is being mounted, each RSH unit provides a neatly-trimmed installation with a perfect fit and no gaps. With accurate details on over 9,500 components in our measured unit database, chances are we have the component needed on file. Unit assembles easily in minutes and includes rear brackets to prevent the mounted component from sliding back. Fully ventilated ears and bottom promote cooling. Depending on the needs of the installation, the units can be ordered with a black textured finish (model RSH4S) or a black brushed and anodized finish (model RSH4A). Bottom depths are automatically provided in 11-1/2", 14", 15-1/2", 17-1/2", or 20-1/2" styles. Custom rackmounts will accept any component up to 17-3/4" wide. Individual custom faces (less rack ears and shelf bottom) are also available in a black textured finish (model SFACE) or a black brushed and anodized finish (model AFACE). LCD rackmounts also available to mount most LCD monitors with up to a 17" screen size or with a maximum width of 17-3/8". NOTE: custom rackshelf height is specified at the factory based on physical restrictions. Visit middleatlantic.com to find heights on all measured components, or design the system in RackTools&reg; or Visio&reg; Blocks, which are both updated regularly with the latest components.</p> <ul> <li>Custom cut to provide a perfect opening in the face</li> <li>Comes with an appropriate-sized vented rackshelf</li> </ul>
Racks | Middle Atlantic | RSH4S4X | CUS RACKSHLF4SP SPAT 17.5DP | 217 | 195.3 | [8 empty] | 656747019081 | Y | 9 |  |  | https://assetserver.net/_assets/_prop65/shortform cancerandreprod_midat.jpg | US-United States | Mounts & Racks | Racks |  |  | 0 | Form Factor: Rack-mountable | Product Color: Black Powder Coat | Product Material: Steel | Product Material: Aluminum | Maximum Weight Capacity: 250 lb | 22.000 x 18.000 x 2.000 | <p>With the innovative RSH custom rackmounts, virtually any component can be installed in a standard 19" enclosure without modification. Custom cut to provide a perfect opening for the face of the component that is being mounted, each RSH unit provides a neatly-trimmed installation with a perfect fit and no gaps. With accurate details on over 9,500 components in our measured unit database, chances are we have the component needed on file. Unit assembles easily in minutes and includes rear brackets to prevent the mounted component from sliding back. Fully ventilated ears and bottom promote cooling. Depending on the needs of the installation, the units can be ordered with a black textured finish (model RSH4S) or a black brushed and anodized finish (model RSH4A). Bottom depths are automatically provided in 11-1/2", 14", 15-1/2", 17-1/2", or 20-1/2" styles. Custom rackmounts will accept any component up to 17-3/4" wide. Individual custom faces (less rack ears and shelf bottom) are also available in a black textured finish (model SFACE) or a black brushed and anodized finish (model AFACE). LCD rackmounts also available to mount most LCD monitors with up to a 17" screen size or with a maximum width of 17-3/8". NOTE: custom rackshelf height is specified at the factory based on physical restrictions. Visit middleatlantic.com to find heights on all measured components, or design the system in RackTools&reg; or Visio&reg; Blocks, which are both updated regularly with the latest components.</p> <ul> <li>Custom cut to provide a perfect opening in the face</li> <li>Comes with an appropriate-sized vented rackshelf</li> </ul>
Racks | Middle Atlantic | RSH4S4XW | CUS WIDERSH4SP SPAT 17.5DP | 217 | 195.3 | [8 empty] | 656747032660 | Y | 9 |  |  | https://assetserver.net/_assets/_prop65/shortform cancerandreprod_midat.jpg | US-United States | Mounts & Racks | Racks |  |  | 0 | Form Factor: Rack-mountable | Product Color: Black Powder Coat | Product Material: Steel | Product Material: Aluminum | Height: 7" | 22.000 x 18.000 x 2.000 | <p>With the innovative RSH custom rackmounts, virtually any component can be installed in a standard 19" enclosure without modification. Custom cut to provide a perfect opening for the face of the component that is being mounted, each RSH unit provides a neatly-trimmed installation with a perfect fit and no gaps. With accurate details on over 9,500 components in our measured unit database, chances are we have the component needed on file. Unit assembles easily in minutes and includes rear brackets to prevent the mounted component from sliding back. Fully ventilated ears and bottom promote cooling. Depending on the needs of the installation, the units can be ordered with a black textured finish (model RSH4S) or a black brushed and anodized finish (model RSH4A). Bottom depths are automatically provided in 11-1/2", 14", 15-1/2", 17-1/2", or 20-1/2" styles. Custom rackmounts will accept any component up to 17-3/4" wide. Individual custom faces (less rack ears and shelf bottom) are also available in a black textured finish (model SFACE) or a black brushed and anodized finish (model AFACE). LCD rackmounts also available to mount most LCD monitors with up to a 17" screen size or with a maximum width of 17-3/8". NOTE: custom rackshelf height is specified at the factory based on physical restrictions. Visit middleatlantic.com to find heights on all measured components, or design the system in RackTools&reg; or Visio&reg; Blocks, which are both updated regularly with the latest components.</p> <ul> <li>Custom cut to provide a perfect opening in the face</li> <li>Comes with an appropriate-sized vented rackshelf<b></b></li> </ul>
Racks | Middle Atlantic | RSH4S4XX | CUS RACKSHLF4SP SPAT 20.5DP | 217 | 195.3 | [8 empty] | 656747019197 | Y | 9 |  |  | https://assetserver.net/_assets/_prop65/shortform cancerandreprod_midat.jpg | US-United States | Mounts & Racks | Racks |  |  | 0 | Application/Usage: Monitor | Application/Usage: LCD | Form Factor: Rack-mountable | Product Color: Black Powder Coat | Product Material: Steel | 22.000 x 18.000 x 2.000 | <p>With the innovative RSH custom rackmounts, virtually any component can be installed in a standard 19" enclosure without modification. Custom cut to provide a perfect opening for the face of the component that is being mounted, each RSH unit provides a neatly-trimmed installation with a perfect fit and no gaps. With accurate details on over 9,500 components in our measured unit database, chances are we have the component needed on file. Unit assembles easily in minutes and includes rear brackets to prevent the mounted component from sliding back. Fully ventilated ears and bottom promote cooling. Depending on the needs of the installation, the units can be ordered with a black textured finish (model RSH4S) or a black brushed and anodized finish (model RSH4A). Bottom depths are automatically provided in 11-1/2", 14", 15-1/2", 17-1/2", or 20-1/2" styles. Custom rackmounts will accept any component up to 17-3/4" wide. Individual custom faces (less rack ears and shelf bottom) are also available in a black textured finish (model SFACE) or a black brushed and anodized finish (model AFACE). LCD rackmounts also available to mount most LCD monitors with up to a 17" screen size or with a maximum width of 17-3/8". NOTE: custom rackshelf height is specified at the factory based on physical restrictions. Visit middleatlantic.com to find heights on all measured components, or design the system in RackTools&reg; or Visio&reg; Blocks, which are both updated regularly with the latest components.</p> <ul> <li>Custom cut to provide a perfect opening in the face</li> <li>Comes with an appropriate-sized vented rackshelf</li> </ul>
Racks | Middle Atlantic | RSH4S4XXW | CUS WIDERSH4SP SPAT 20.5DP | 217 | 195.3 | [8 empty] | 656747032677 | Y | 9 |  |  | https://assetserver.net/_assets/_prop65/shortform cancerandreprod_midat.jpg | US-United States | Mounts & Racks | Racks |  |  | 0 | Form Factor: Rack-mountable | Product Color: Black Powder Coat | Product Material: Steel | Product Material: Aluminum | Height: 7" | 22.000 x 18.000 x 2.000 | <p>With the innovative RSH custom rackmounts, virtually any component can be installed in a standard 19" enclosure without modification. Custom cut to provide a perfect opening for the face of the component that is being mounted, each RSH unit provides a neatly-trimmed installation with a perfect fit and no gaps. With accurate details on over 9,500 components in our measured unit database, chances are we have the component needed on file. Unit assembles easily in minutes and includes rear brackets to prevent the mounted component from sliding back. Fully ventilated ears and bottom promote cooling. Depending on the needs of the installation, the units can be ordered with a black textured finish (model RSH4S) or a black brushed and anodized finish (model RSH4A). Bottom depths are automatically provided in 11-1/2", 14", 15-1/2", 17-1/2", or 20-1/2" styles. Custom rackmounts will accept any component up to 17-3/4" wide. Individual custom faces (less rack ears and shelf bottom) are also available in a black textured finish (model SFACE) or a black brushed and anodized finish (model AFACE). LCD rackmounts also available to mount most LCD monitors with up to a 17" screen size or with a maximum width of 17-3/8". NOTE: custom rackshelf height is specified at the factory based on physical restrictions. Visit middleatlantic.com to find heights on all measured components, or design the system in RackTools&reg; or Visio&reg; Blocks, which are both updated regularly with the latest components.</p> <ul> <li>Custom cut to provide a perfect opening in the face</li> <li>Comes with an appropriate-sized vented rackshelf<b></b></li> </ul>
Racks | Middle Atlantic | RSH4S5M | CUS RACKSHLF5SP SPAT 14DP | 217 | 195.3 | [8 empty] | 656747035081 | Y | 10 |  |  | https://assetserver.net/_assets/_prop65/shortform cancerandreprod_midat.jpg | US-United States | Mounts & Racks | Racks |  |  | 0 | Application/Usage: Monitor | Application/Usage: LCD | Form Factor: Rack-mountable | Product Color: Black Powder Coat | Product Material: Steel | 22.000 x 18.000 x 3.500 | <p>With the innovative RSH custom rackmounts, virtually any component can be installed in a standard 19" enclosure without modification. Custom cut to provide a perfect opening for the face of the component that is being mounted, each RSH unit provides a neatly-trimmed installation with a perfect fit and no gaps. With accurate details on over 9,500 components in our measured unit database, chances are we have the component needed on file. Unit assembles easily in minutes and includes rear brackets to prevent the mounted component from sliding back. Fully ventilated ears and bottom promote cooling. Depending on the needs of the installation, the units can be ordered with a black textured finish (model RSH4S) or a black brushed and anodized finish (model RSH4A). Bottom depths are automatically provided in 11-1/2", 14", 15-1/2", 17-1/2", or 20-1/2" styles. Custom rackmounts will accept any component up to 17-3/4" wide. Individual custom faces (less rack ears and shelf bottom) are also available in a black textured finish (model SFACE) or a black brushed and anodized finish (model AFACE). LCD rackmounts also available to mount most LCD monitors with up to a 17" screen size or with a maximum width of 17-3/8". NOTE: custom rackshelf height is specified at the factory based on physical restrictions. Visit middleatlantic.com to find heights on all measured components, or design the system in RackTools&reg; or Visio&reg; Blocks, which are both updated regularly with the latest components.</p> <ul> <li>Custom cut to provide a perfect opening in the face</li> <li>Comes with an appropriate-sized vented rackshelf</li> </ul>
Racks | Middle Atlantic | RSH4S5MW | CUS WIDERSH5SP SPAT 14DP | 217 | 195.3 | [8 empty] | 656747035098 | Y | 10 |  |  | https://assetserver.net/_assets/_prop65/shortform cancerandreprod_midat.jpg | US-United States | Mounts & Racks | Racks |  |  | 0 | Application/Usage: Monitor | Application/Usage: LCD | Form Factor: Rack-mountable | Product Color: Black Powder Coat | Product Material: Steel | 22.000 x 18.000 x 3.500 | <p>With the innovative RSH custom rackmounts, virtually any component can be installed in a standard 19" enclosure without modification. Custom cut to provide a perfect opening for the face of the component that is being mounted, each RSH unit provides a neatly-trimmed installation with a perfect fit and no gaps. With accurate details on over 9,500 components in our measured unit database, chances are we have the component needed on file. Unit assembles easily in minutes and includes rear brackets to prevent the mounted component from sliding back. Fully ventilated ears and bottom promote cooling. Depending on the needs of the installation, the units can be ordered with a black textured finish (model RSH4S) or a black brushed and anodized finish (model RSH4A). Bottom depths are automatically provided in 11-1/2", 14", 15-1/2", 17-1/2", or 20-1/2" styles. Custom rackmounts will accept any component up to 17-3/4" wide. Individual custom faces (less rack ears and shelf bottom) are also available in a black textured finish (model SFACE) or a black brushed and anodized finish (model AFACE). LCD rackmounts also available to mount most LCD monitors with up to a 17" screen size or with a maximum width of 17-3/8". NOTE: custom rackshelf height is specified at the factory based on physical restrictions. Visit middleatlantic.com to find heights on all measured components, or design the system in RackTools&reg; or Visio&reg; Blocks, which are both updated regularly with the latest components.</p> <ul> <li>Custom cut to provide a perfect opening in the face</li> <li>Comes with an appropriate-sized vented rackshelf</li> </ul>
Racks | Middle Atlantic | RSH4S5R | CUS RACKSHLF5SP SPAT 15.5DP | 217 | 195.3 | [8 empty] | 656747019272 | Y | 10 |  |  | https://assetserver.net/_assets/_prop65/shortform cancerandreprod_midat.jpg | US-United States | Mounts & Racks | Racks |  |  | 0 | Form Factor: Rack-mountable | Product Color: Black Powder Coat | Product Material: Steel | Product Material: Aluminum | Height: 8.8" | 22.000 x 18.000 x 3.500 | <p>With the innovative RSH custom rackmounts, virtually any component can be installed in a standard 19" enclosure without modification. Custom cut to provide a perfect opening for the face of the component that is being mounted, each RSH unit provides a neatly-trimmed installation with a perfect fit and no gaps. With accurate details on over 9,500 components in our measured unit database, chances are we have the component needed on file. Unit assembles easily in minutes and includes rear brackets to prevent the mounted component from sliding back. Fully ventilated ears and bottom promote cooling. Depending on the needs of the installation, the units can be ordered with a black textured finish (model RSH4S) or a black brushed and anodized finish (model RSH4A). Bottom depths are automatically provided in 11-1/2", 14", 15-1/2", 17-1/2", or 20-1/2" styles. Custom rackmounts will accept any component up to 17-3/4" wide. Individual custom faces (less rack ears and shelf bottom) are also available in a black textured finish (model SFACE) or a black brushed and anodized finish (model AFACE). LCD rackmounts also available to mount most LCD monitors with up to a 17" screen size or with a maximum width of 17-3/8". NOTE: custom rackshelf height is specified at the factory based on physical restrictions. Visit middleatlantic.com to find heights on all measured components, or design the system in RackTools&reg; or Visio&reg; Blocks, which are both updated regularly with the latest components.</p> <ul> <li>Custom cut to provide a perfect opening in the face</li> <li>Comes with an appropriate-sized vented rackshelf</li> </ul>
Racks | Middle Atlantic | RSH4S5RW | CUS WIDERSH5SP SPAT 15.5DP | 217 | 195.3 | [8 empty] | 656747032684 | Y | 10 |  |  | https://assetserver.net/_assets/_prop65/shortform cancerandreprod_midat.jpg | US-United States | Mounts & Racks | Racks |  |  | 0 | Form Factor: Rack-mountable | Product Color: Black Powder Coat | Product Material: Steel | Product Material: Aluminum | Height: 8.8" | 22.000 x 18.000 x 3.500 | <p>With the innovative RSH custom rackmounts, virtually any component can be installed in a standard 19" enclosure without modification. Custom cut to provide a perfect opening for the face of the component that is being mounted, each RSH unit provides a neatly-trimmed installation with a perfect fit and no gaps. With accurate details on over 9,500 components in our measured unit database, chances are we have the component needed on file. Unit assembles easily in minutes and includes rear brackets to prevent the mounted component from sliding back. Fully ventilated ears and bottom promote cooling. Depending on the needs of the installation, the units can be ordered with a black textured finish (model RSH4S) or a black brushed and anodized finish (model RSH4A). Bottom depths are automatically provided in 11-1/2" , 14" , 15-1/2" , 17-1/2" , or 20-1/2" styles. Custom rackmounts will accept any component up to 17-3/4" wide. Individual custom faces (less rack ears and shelf bottom) are also available in a black textured finish (model SFACE) or a black brushed and anodized finish (model AFACE). LCD rackmounts also available to mount most LCD monitors with up to a 17" screen size or with a maximum width of 17-3/8". NOTE: custom rackshelf height is specified at the factory based on physical restrictions. Visit middleatlantic.com to find heights on all measured components, or design the system in RackTools&reg; or Visio&reg; Blocks, which are both updated regularly with the latest components.</p> <ul> <li>Custom cut to provide a perfect opening in the face</li> <li>Comes with an appropriate-sized vented rackshelf<b></b></li> </ul>
Racks | Middle Atlantic | RSH4S5S | CUS RACKSHLF5SP SPAT 11.5DP | 217 | 195.3 | [8 empty] | 656747036309 | Y | 10 |  |  | https://assetserver.net/_assets/_prop65/shortform cancerandreprod_midat.jpg | US-United States | Mounts & Racks | Racks |  |  | 0 | Form Factor: Rack-mountable | Product Color: Black Powder Coat | Product Material: Steel | Product Material: Aluminum | Height: 8.8" | 22.000 x 18.000 x 3.500 | <p>With the innovative RSH custom rackmounts, virtually any component can be installed in a standard 19" enclosure without modification. Custom cut to provide a perfect opening for the face of the component that is being mounted, each RSH unit provides a neatly-trimmed installation with a perfect fit and no gaps. With accurate details on over 9,500 components in our measured unit database, chances are we have the component needed on file. Unit assembles easily in minutes and includes rear brackets to prevent the mounted component from sliding back. Fully ventilated ears and bottom promote cooling. Depending on the needs of the installation, the units can be ordered with a black textured finish (model RSH4S) or a black brushed and anodized finish (model RSH4A). Bottom depths are automatically provided in 11-1/2", 14", 15-1/2", 17-1/2", or 20-1/2" styles. Custom rackmounts will accept any component up to 17-3/4" wide. Individual custom faces (less rack ears and shelf bottom) are also available in a black textured finish (model SFACE) or a black brushed and anodized finish (model AFACE). LCD rackmounts also available to mount most LCD monitors with up to a 17" screen size or with a maximum width of 17-3/8". NOTE: custom rackshelf height is specified at the factory based on physical restrictions. Visit middleatlantic.com to find heights on all measured components, or design the system in RackTools&reg; or Visio&reg; Blocks, which are both updated regularly with the latest components.</p> <ul> <li>Custom cut to provide a perfect opening in the face</li> <li>Comes with an appropriate-sized vented rackshelf<b></b></li> </ul>
Racks | Middle Atlantic | RSH4S5X | CUS RACKSHLF5SP SPAT 17.5DP | 217 | 195.3 | [8 empty] | 656747019395 | Y | 10 |  |  | https://assetserver.net/_assets/_prop65/shortform cancerandreprod_midat.jpg | US-United States | Mounts & Racks | Racks |  |  | 0 | Custom cut to provide a perfect opening in the face | Comes with an appropriate-sized vented rackshelf |  |  |  | 22.000 x 18.000 x 3.500 | <p>With the innovative RSH custom rackmounts, virtually any component can be installed in a standard 19" enclosure without modification. Custom cut to provide a perfect opening for the face of the component that is being mounted, each RSH unit provides a neatly-trimmed installation with a perfect fit and no gaps. With accurate details on over 9,500 components in our measured unit database, chances are we have the component needed on file. Unit assembles easily in minutes and includes rear brackets to prevent the mounted component from sliding back. Fully ventilated ears and bottom promote cooling. Depending on the needs of the installation, the units can be ordered with a black textured finish (model RSH4S) or a black brushed and anodized finish (model RSH4A). Bottom depths are automatically provided in 11-1/2", 14", 15-1/2", 17-1/2", or 20-1/2" styles. Custom rackmounts will accept any component up to 17-3/4" wide. Individual custom faces (less rack ears and shelf bottom) are also available in a black textured finish (model SFACE) or a black brushed and anodized finish (model AFACE). LCD rackmounts also available to mount most LCD monitors with up to a 17" screen size or with a maximum width of 17-3/8". NOTE: custom rackshelf height is specified at the factory based on physical restrictions. Visit middleatlantic.com to find heights on all measured components, or design the system in RackTools&reg; or Visio&reg; Blocks, which are both updated regularly with the latest components.</p>
Racks | Middle Atlantic | RSH4S5XW | CUS WIDERSH5SP SPAT 17.5DP | 217 | 195.3 | [8 empty] | 656747032691 | Y | 10 |  |  | https://assetserver.net/_assets/_prop65/shortform cancerandreprod_midat.jpg | US-United States | Mounts & Racks | Racks |  |  | 0 | Form Factor: Rack-mountable | Product Color: Black Powder Coat | Product Material: Steel | Product Material: Aluminum | Height: 8.8" | 22.000 x 18.000 x 3.500 | <p>With the innovative RSH custom rackmounts, virtually any component can be installed in a standard 19" enclosure without modification. Custom cut to provide a perfect opening for the face of the component that is being mounted, each RSH unit provides a neatly-trimmed installation with a perfect fit and no gaps. With accurate details on over 9,500 components in our measured unit database, chances are we have the component needed on file. Unit assembles easily in minutes and includes rear brackets to prevent the mounted component from sliding back. Fully ventilated ears and bottom promote cooling. Depending on the needs of the installation, the units can be ordered with a black textured finish (model RSH4S) or a black brushed and anodized finish (model RSH4A). Bottom depths are automatically provided in 11-1/2" , 14" , 15-1/2" , 17-1/2" , or 20-1/2" styles. Custom rackmounts will accept any component up to 17-3/4" wide. Individual custom faces (less rack ears and shelf bottom) are also available in a black textured finish (model SFACE) or a black brushed and anodized finish (model AFACE). LCD rackmounts also available to mount most LCD monitors with up to a 17" screen size or with a maximum width of 17-3/8". NOTE: custom rackshelf height is specified at the factory based on physical restrictions. Visit middleatlantic.com to find heights on all measured components, or design the system in RackTools&reg; or Visio&reg; Blocks, which are both updated regularly with the latest components.</p> <ul> <li>Custom cut to provide a perfect opening in the face</li> <li>Comes with an appropriate-sized vented rackshelf<b></b></li> </ul>
Racks | Middle Atlantic | RSH4S5XX | CUS RACKSHLF5SP SPAT 20.5DP | 217 | 195.3 | [8 empty] | 656747019470 | Y | 10 |  |  | https://assetserver.net/_assets/_prop65/shortform cancerandreprod_midat.jpg | US-United States | Mounts & Racks | Racks |  |  | 0 | Application/Usage: Monitor | Application/Usage: LCD | Form Factor: Rack-mountable | Product Color: Black Powder Coat | Product Material: Steel | 22.000 x 18.000 x 3.500 | <p>With the innovative RSH custom rackmounts, virtually any component can be installed in a standard 19" enclosure without modification. Custom cut to provide a perfect opening for the face of the component that is being mounted, each RSH unit provides a neatly-trimmed installation with a perfect fit and no gaps. With accurate details on over 9,500 components in our measured unit database, chances are we have the component needed on file. Unit assembles easily in minutes and includes rear brackets to prevent the mounted component from sliding back. Fully ventilated ears and bottom promote cooling. Depending on the needs of the installation, the units can be ordered with a black textured finish (model RSH4S) or a black brushed and anodized finish (model RSH4A). Bottom depths are automatically provided in 11-1/2", 14", 15-1/2", 17-1/2", or 20-1/2" styles. Custom rackmounts will accept any component up to 17-3/4" wide. Individual custom faces (less rack ears and shelf bottom) are also available in a black textured finish (model SFACE) or a black brushed and anodized finish (model AFACE). LCD rackmounts also available to mount most LCD monitors with up to a 17" screen size or with a maximum width of 17-3/8". NOTE: custom rackshelf height is specified at the factory based on physical restrictions. Visit middleatlantic.com to find heights on all measured components, or design the system in RackTools&reg; or Visio&reg; Blocks, which are both updated regularly with the latest components.</p> <ul> <li>Custom cut to provide a perfect opening in the face</li> <li>Comes with an appropriate-sized vented rackshelf</li> </ul>
Racks | Middle Atlantic | RSH4S5XXW | CUS WIDERSH5SP SPAT 20.5DP | 217 | 195.3 | [8 empty] | 656747032707 | Y | 10 |  |  | https://assetserver.net/_assets/_prop65/shortform cancerandreprod_midat.jpg | US-United States | Mounts & Racks | Racks |  |  | 0 | Form Factor: Rack-mountable | Product Color: Black Powder Coat | Product Material: Steel | Product Material: Aluminum | Height: 8.8" | 22.000 x 18.000 x 3.500 | <p>With the innovative RSH custom rackmounts, virtually any component can be installed in a standard 19" enclosure without modification. Custom cut to provide a perfect opening for the face of the component that is being mounted, each RSH unit provides a neatly-trimmed installation with a perfect fit and no gaps. With accurate details on over 9,500 components in our measured unit database, chances are we have the component needed on file. Unit assembles easily in minutes and includes rear brackets to prevent the mounted component from sliding back. Fully ventilated ears and bottom promote cooling. Depending on the needs of the installation, the units can be ordered with a black textured finish (model RSH4S) or a black brushed and anodized finish (model RSH4A). Bottom depths are automatically provided in 11-1/2" , 14" , 15-1/2" , 17-1/2" , or 20-1/2" styles. Custom rackmounts will accept any component up to 17-3/4" wide. Individual custom faces (less rack ears and shelf bottom) are also available in a black textured finish (model SFACE) or a black brushed and anodized finish (model AFACE). LCD rackmounts also available to mount most LCD monitors with up to a 17" screen size or with a maximum width of 17-3/8". NOTE: custom rackshelf height is specified at the factory based on physical restrictions. Visit middleatlantic.com to find heights on all measured components, or design the system in RackTools&reg; or Visio&reg; Blocks, which are both updated regularly with the latest components.</p> <ul> <li>Custom cut to provide a perfect opening in the face</li> <li>Comes with an appropriate-sized vented rackshelf<b></b></li> </ul>
Racks | Middle Atlantic | RSH4S6M | CUS RACKSHLF6SP SPAT 14DP | 272 | 244.8 | [8 empty] | 656747035104 | Y | 11 |  |  | https://assetserver.net/_assets/_prop65/shortform cancerandreprod_midat.jpg | US-United States | Mounts & Racks | Racks |  |  | 0 | Form Factor: Rack-mountable | Product Color: Black Powder Coat | Product Material: Steel | Product Material: Aluminum | Height: 10.5" | 22.000 x 18.000 x 3.500 | <p>With the innovative RSH custom rackmounts, virtually any component can be installed in a standard 19" enclosure without modification. Custom cut to provide a perfect opening for the face of the component that is being mounted, each RSH unit provides a neatly-trimmed installation with a perfect fit and no gaps. With accurate details on over 9,500 components in our measured unit database, chances are we have the component needed on file. Unit assembles easily in minutes and includes rear brackets to prevent the mounted component from sliding back. Fully ventilated ears and bottom promote cooling. Depending on the needs of the installation, the units can be ordered with a black textured finish (model RSH4S) or a black brushed and anodized finish (model RSH4A). Bottom depths are automatically provided in 11-1/2", 14", 15-1/2", 17-1/2", or 20-1/2" styles. Custom rackmounts will accept any component up to 17-3/4" wide. Individual custom faces (less rack ears and shelf bottom) are also available in a black textured finish (model SFACE) or a black brushed and anodized finish (model AFACE). LCD rackmounts also available to mount most LCD monitors with up to a 17" screen size or with a maximum width of 17-3/8". NOTE: custom rackshelf height is specified at the factory based on physical restrictions. Visit middleatlantic.com to find heights on all measured components, or design the system in RackTools&reg; or Visio&reg; Blocks, which are both updated regularly with the latest components.</p> <ul> <li>Custom cut to provide a perfect opening in the face</li> <li>Comes with an appropriate-sized vented rackshelf<b></b></li> </ul>
Racks | Middle Atlantic | RSH4S6R | CUS RACKSHLF6SP SPAT 15.5DP | 272 | 244.8 | [8 empty] | 656747019531 | Y | 11 |  |  | https://assetserver.net/_assets/_prop65/shortform cancerandreprod_midat.jpg | US-United States | Mounts & Racks | Racks |  |  | 0 | Application/Usage: Monitor | Application/Usage: LCD | Form Factor: Rack-mountable | Product Color: Black Powder Coat | Product Material: Steel | 22.000 x 18.000 x 3.500 | <p>With the innovative RSH custom rackmounts, virtually any component can be installed in a standard 19" enclosure without modification. Custom cut to provide a perfect opening for the face of the component that is being mounted, each RSH unit provides a neatly-trimmed installation with a perfect fit and no gaps. With accurate details on over 9,500 components in our measured unit database, chances are we have the component needed on file. Unit assembles easily in minutes and includes rear brackets to prevent the mounted component from sliding back. Fully ventilated ears and bottom promote cooling. Depending on the needs of the installation, the units can be ordered with a black textured finish (model RSH4S) or a black brushed and anodized finish (model RSH4A). Bottom depths are automatically provided in 11-1/2", 14", 15-1/2", 17-1/2", or 20-1/2" styles. Custom rackmounts will accept any component up to 17-3/4" wide. Individual custom faces (less rack ears and shelf bottom) are also available in a black textured finish (model SFACE) or a black brushed and anodized finish (model AFACE). LCD rackmounts also available to mount most LCD monitors with up to a 17" screen size or with a maximum width of 17-3/8". NOTE: custom rackshelf height is specified at the factory based on physical restrictions. Visit middleatlantic.com to find heights on all measured components, or design the system in RackTools&reg; or Visio&reg; Blocks, which are both updated regularly with the latest components.</p> <ul> <li>Custom cut to provide a perfect opening in the face</li> <li>Comes with an appropriate-sized vented rackshelf</li> </ul>
Racks | Middle Atlantic | RSH4S6S | CUS RACKSHLF6SP SPAT 11.5DP | 272 | 244.8 | [8 empty] | 656747036323 | Y | 11 |  |  | https://assetserver.net/_assets/_prop65/shortform cancerandreprod_midat.jpg | US-United States | Mounts & Racks | Racks |  |  | 0 | Form Factor: Rack-mountable | Product Color: Black Powder Coat | Product Material: Steel | Product Material: Aluminum | Height: 10.5" | 22.000 x 18.000 x 3.500 | <p>With the innovative RSH custom rackmounts, virtually any component can be installed in a standard 19" enclosure without modification. Custom cut to provide a perfect opening for the face of the component that is being mounted, each RSH unit provides a neatly-trimmed installation with a perfect fit and no gaps. With accurate details on over 9,500 components in our measured unit database, chances are we have the component needed on file. Unit assembles easily in minutes and includes rear brackets to prevent the mounted component from sliding back. Fully ventilated ears and bottom promote cooling. Depending on the needs of the installation, the units can be ordered with a black textured finish (model RSH4S) or a black brushed and anodized finish (model RSH4A). Bottom depths are automatically provided in 11-1/2" , 14" , 15-1/2" , 17-1/2" , or 20-1/2" styles. Custom rackmounts will accept any component up to 17-3/4" wide. Individual custom faces (less rack ears and shelf bottom) are also available in a black textured finish (model SFACE) or a black brushed and anodized finish (model AFACE). LCD rackmounts also available to mount most LCD monitors with up to a 17" screen size or with a maximum width of 17-3/8". NOTE: custom rackshelf height is specified at the factory based on physical restrictions. Visit middleatlantic.com to find heights on all measured components, or design the system in RackTools&reg; or Visio&reg; Blocks, which are both updated regularly with the latest components.</p> <ul> <li>Custom cut to provide a perfect opening in the face</li> <li>Comes with an appropriate-sized vented rackshelf<b></b></li> </ul>
Racks | Middle Atlantic | RSH4S6XW | CUS WIDERSH6SP SPAT 17.5DP | 272 | 244.8 | [8 empty] | 656747032721 | Y | 11 |  |  | https://assetserver.net/_assets/_prop65/shortform cancerandreprod_midat.jpg | US-United States | Mounts & Racks | Racks |  |  | 0 | Form Factor: Rack-mountable | Product Color: Black Powder Coat | Product Material: Steel | Product Material: Aluminum | Height: 10.5" | 22.000 x 18.000 x 3.500 | <p>With the innovative RSH custom rackmounts, virtually any component can be installed in a standard 19" enclosure without modification. Custom cut to provide a perfect opening for the face of the component that is being mounted, each RSH unit provides a neatly-trimmed installation with a perfect fit and no gaps. With accurate details on over 9,500 components in our measured unit database, chances are we have the component needed on file. Unit assembles easily in minutes and includes rear brackets to prevent the mounted component from sliding back. Fully ventilated ears and bottom promote cooling. Depending on the needs of the installation, the units can be ordered with a black textured finish (model RSH4S) or a black brushed and anodized finish (model RSH4A). Bottom depths are automatically provided in 11-1/2" , 14" , 15-1/2" , 17-1/2" , or 20-1/2" styles. Custom rackmounts will accept any component up to 17-3/4" wide. Individual custom faces (less rack ears and shelf bottom) are also available in a black textured finish (model SFACE) or a black brushed and anodized finish (model AFACE). LCD rackmounts also available to mount most LCD monitors with up to a 17" screen size or with a maximum width of 17-3/8". NOTE: custom rackshelf height is specified at the factory based on physical restrictions. Visit middleatlantic.com to find heights on all measured components, or design the system in RackTools&reg; or Visio&reg; Blocks, which are both updated regularly with the latest components.</p> <ul> <li>Custom cut to provide a perfect opening in the face</li> <li>Comes with an appropriate-sized vented rackshelf<b></b></li> </ul>
Racks | Middle Atlantic | RSH4S6XX | CUS RACKSHLF6SP SPAT 20.5DP | 272 | 244.8 | [8 empty] | 656747019678 | Y | 11 |  |  | https://assetserver.net/_assets/_prop65/shortform cancerandreprod_midat.jpg | US-United States | Mounts & Racks | Racks |  |  | 0 | Application/Usage: Monitor | Application/Usage: LCD | Form Factor: Rack-mountable | Product Color: Black Powder Coat | Product Material: Steel | 22.000 x 18.000 x 3.500 | <p>With the innovative RSH custom rackmounts, virtually any component can be installed in a standard 19" enclosure without modification. Custom cut to provide a perfect opening for the face of the component that is being mounted, each RSH unit provides a neatly-trimmed installation with a perfect fit and no gaps. With accurate details on over 9,500 components in our measured unit database, chances are we have the component needed on file. Unit assembles easily in minutes and includes rear brackets to prevent the mounted component from sliding back. Fully ventilated ears and bottom promote cooling. Depending on the needs of the installation, the units can be ordered with a black textured finish (model RSH4S) or a black brushed and anodized finish (model RSH4A). Bottom depths are automatically provided in 11-1/2", 14", 15-1/2", 17-1/2", or 20-1/2" styles. Custom rackmounts will accept any component up to 17-3/4" wide. Individual custom faces (less rack ears and shelf bottom) are also available in a black textured finish (model SFACE) or a black brushed and anodized finish (model AFACE). LCD rackmounts also available to mount most LCD monitors with up to a 17" screen size or with a maximum width of 17-3/8". NOTE: custom rackshelf height is specified at the factory based on physical restrictions. Visit middleatlantic.com to find heights on all measured components, or design the system in RackTools&reg; or Visio&reg; Blocks, which are both updated regularly with the latest components.</p> <ul> <li>Custom cut to provide a perfect opening in the face</li> <li>Comes with an appropriate-sized vented rackshelf</li> </ul>
Racks | Middle Atlantic | RSH4S6XXW | CUS WIDERSH6SP SPAT 20.5"DP | 272 | 244.8 | [8 empty] | 656747032738 | Y | 11 |  |  | https://assetserver.net/_assets/_prop65/shortform cancerandreprod_midat.jpg | US-United States | Mounts & Racks | Racks |  |  | 0 | Form Factor: Rack-mountable | Product Color: Black Powder Coat | Product Material: Steel | Product Material: Aluminum | Height: 10.5" | 22.000 x 18.000 x 3.500 | <p>With the innovative RSH custom rackmounts, virtually any component can be installed in a standard 19" enclosure without modification. Custom cut to provide a perfect opening for the face of the component that is being mounted, each RSH unit provides a neatly-trimmed installation with a perfect fit and no gaps. With accurate details on over 9,500 components in our measured unit database, chances are we have the component needed on file. Unit assembles easily in minutes and includes rear brackets to prevent the mounted component from sliding back. Fully ventilated ears and bottom promote cooling. Depending on the needs of the installation, the units can be ordered with a black textured finish (model RSH4S) or a black brushed and anodized finish (model RSH4A). Bottom depths are automatically provided in 11-1/2" , 14" , 15-1/2" , 17-1/2" , or 20-1/2" styles. Custom rackmounts will accept any component up to 17-3/4" wide. Individual custom faces (less rack ears and shelf bottom) are also available in a black textured finish (model SFACE) or a black brushed and anodized finish (model AFACE). LCD rackmounts also available to mount most LCD monitors with up to a 17" screen size or with a maximum width of 17-3/8". NOTE: custom rackshelf height is specified at the factory based on physical restrictions. Visit middleatlantic.com to find heights on all measured components, or design the system in RackTools&reg; or Visio&reg; Blocks, which are both updated regularly with the latest components.</p> <ul> <li>Custom cut to provide a perfect opening in the face</li> <li>Comes with an appropriate-sized vented rackshelf<b></b></li> </ul>
Racks | Middle Atlantic | RSH4S7S | CUS RACKSHLF7SP SPAT 11.5DP | 272 | 244.8 | [8 empty] | 656747036347 | Y | 12 |  |  | https://assetserver.net/_assets/_prop65/shortform cancerandreprod_midat.jpg | US-United States | Mounts & Racks | Racks |  |  | 0 | Application/Usage: Monitor | Application/Usage: LCD | Form Factor: Rack-mountable | Product Color: Black Powder Coat | Product Material: Steel | 22.000 x 18.000 x 3.500 | <p>With the innovative RSH custom rackmounts, virtually any component can be installed in a standard 19" enclosure without modification. Custom cut to provide a perfect opening for the face of the component that is being mounted, each RSH unit provides a neatly-trimmed installation with a perfect fit and no gaps. With accurate details on over 9,500 components in our measured unit database, chances are we have the component needed on file. Unit assembles easily in minutes and includes rear brackets to prevent the mounted component from sliding back. Fully ventilated ears and bottom promote cooling. Depending on the needs of the installation, the units can be ordered with a black textured finish (model RSH4S) or a black brushed and anodized finish (model RSH4A). Bottom depths are automatically provided in 11-1/2", 14", 15-1/2", 17-1/2", or 20-1/2" styles. Custom rackmounts will accept any component up to 17-3/4" wide. Individual custom faces (less rack ears and shelf bottom) are also available in a black textured finish (model SFACE) or a black brushed and anodized finish (model AFACE). LCD rackmounts also available to mount most LCD monitors with up to a 17" screen size or with a maximum width of 17-3/8". NOTE: custom rackshelf height is specified at the factory based on physical restrictions. Visit middleatlantic.com to find heights on all measured components, or design the system in RackTools&reg; or Visio&reg; Blocks, which are both updated regularly with the latest components.</p> <ul> <li>Custom cut to provide a perfect opening in the face</li> <li>Comes with an appropriate-sized vented rackshelf</li> </ul>
Racks | Middle Atlantic | RSH4S7XX | CUS RACKSHLF7SP SPAT 20.5DP | 272 | 244.8 | [8 empty] | 656747035142 | Y | 12 |  |  | https://assetserver.net/_assets/_prop65/shortform cancerandreprod_midat.jpg | US-United States | Mounts & Racks | Racks |  |  | 0 | Form Factor: Rack-mountable | Product Color: Black Powder Coat | Product Material: Steel | Product Material: Aluminum | Maximum Weight Capacity: 250 lb | 22.000 x 18.000 x 3.500 | <p>With the innovative RSH custom rackmounts, virtually any component can be installed in a standard 19" enclosure without modification. Custom cut to provide a perfect opening for the face of the component that is being mounted, each RSH unit provides a neatly-trimmed installation with a perfect fit and no gaps. With accurate details on over 9,500 components in our measured unit database, chances are we have the component needed on file. Unit assembles easily in minutes and includes rear brackets to prevent the mounted component from sliding back. Fully ventilated ears and bottom promote cooling. Depending on the needs of the installation, the units can be ordered with a black textured finish (model RSH4S) or a black brushed and anodized finish (model RSH4A). Bottom depths are automatically provided in 11-1/2", 14", 15-1/2", 17-1/2", or 20-1/2" styles. Custom rackmounts will accept any component up to 17-3/4" wide. Individual custom faces (less rack ears and shelf bottom) are also available in a black textured finish (model SFACE) or a black brushed and anodized finish (model AFACE). LCD rackmounts also available to mount most LCD monitors with up to a 17" screen size or with a maximum width of 17-3/8". NOTE: custom rackshelf height is specified at the factory based on physical restrictions. Visit middleatlantic.com to find heights on all measured components, or design the system in RackTools&reg; or Visio&reg; Blocks, which are both updated regularly with the latest components.</p> <ul> <li>Custom cut to provide a perfect opening in the face</li> <li>Comes with an appropriate-sized vented rackshelf</li> </ul>
Racks | Middle Atlantic | RSH4S7XXW | CUS WIDERSH7SP SPAT 20.5DP | 272 | 244.8 | [8 empty] | 656747032769 | Y | 12 |  |  | https://assetserver.net/_assets/_prop65/shortform cancerandreprod_midat.jpg | US-United States | Mounts & Racks | Racks |  |  | 0 | Form Factor: Rack-mountable | Product Color: Black Powder Coat | Product Material: Steel | Product Material: Aluminum | Height: 12.3" | 22.000 x 18.000 x 3.500 | <p>With the innovative RSH custom rackmounts, virtually any component can be installed in a standard 19" enclosure without modification. Custom cut to provide a perfect opening for the face of the component that is being mounted, each RSH unit provides a neatly-trimmed installation with a perfect fit and no gaps. With accurate details on over 9,500 components in our measured unit database, chances are we have the component needed on file. Unit assembles easily in minutes and includes rear brackets to prevent the mounted component from sliding back. Fully ventilated ears and bottom promote cooling. Depending on the needs of the installation, the units can be ordered with a black textured finish (model RSH4S) or a black brushed and anodized finish (model RSH4A). Bottom depths are automatically provided in 11-1/2" , 14" , 15-1/2" , 17-1/2" , or 20-1/2" styles. Custom rackmounts will accept any component up to 17-3/4" wide. Individual custom faces (less rack ears and shelf bottom) are also available in a black textured finish (model SFACE) or a black brushed and anodized finish (model AFACE). LCD rackmounts also available to mount most LCD monitors with up to a 17" screen size or with a maximum width of 17-3/8". NOTE: custom rackshelf height is specified at the factory based on physical restrictions. Visit middleatlantic.com to find heights on all measured components, or design the system in RackTools&reg; or Visio&reg; Blocks, which are both updated regularly with the latest components.</p> <ul> <li>Custom cut to provide a perfect opening in the face</li> <li>Comes with an appropriate-sized vented rackshelf<b></b></li> </ul>
Racks | Middle Atlantic | RSH4S9R | CUS RACKSHLF9SP SPAT 15.5DP | 272 | 244.8 | [8 empty] | 656747020155 | Y | 14 |  |  | https://assetserver.net/_assets/_prop65/shortform cancerandreprod_midat.jpg | US-United States | Mounts & Racks | Racks |  |  | 0 | Form Factor: Rack-mountable | Product Color: Black Powder Coat | Product Material: Steel | Product Material: Aluminum | Maximum Weight Capacity: 250 lb | 22.000 x 18.000 x 3.500 | <p>With the innovative RSH custom rackmounts, virtually any component can be installed in a standard 19" enclosure without modification. Custom cut to provide a perfect opening for the face of the component that is being mounted, each RSH unit provides a neatly-trimmed installation with a perfect fit and no gaps. With accurate details on over 9,500 components in our measured unit database, chances are we have the component needed on file. Unit assembles easily in minutes and includes rear brackets to prevent the mounted component from sliding back. Fully ventilated ears and bottom promote cooling. Depending on the needs of the installation, the units can be ordered with a black textured finish (model RSH4S) or a black brushed and anodized finish (model RSH4A). Bottom depths are automatically provided in 11-1/2", 14", 15-1/2", 17-1/2", or 20-1/2" styles. Custom rackmounts will accept any component up to 17-3/4" wide. Individual custom faces (less rack ears and shelf bottom) are also available in a black textured finish (model SFACE) or a black brushed and anodized finish (model AFACE). LCD rackmounts also available to mount most LCD monitors with up to a 17" screen size or with a maximum width of 17-3/8". NOTE: custom rackshelf height is specified at the factory based on physical restrictions. Visit middleatlantic.com to find heights on all measured components, or design the system in RackTools&reg; or Visio&reg; Blocks, which are both updated regularly with the latest components.</p> <ul> <li>Custom cut to provide a perfect opening in the face</li> <li>Comes with an appropriate-sized vented rackshelf</li> </ul>
Racks | Middle Atlantic | RSH4S9S | CUS RACKSHLF9SP SPAT 11.5DP | 272 | 244.8 | [8 empty] | 656747036385 | Y | 14 |  |  | https://assetserver.net/_assets/_prop65/shortform cancerandreprod_midat.jpg | US-United States | Mounts & Racks | Racks |  |  | 0 | Form Factor: Rack-mountable | Product Color: Black Powder Coat | Product Material: Steel | Product Material: Aluminum | Height: 15.8" | 22.000 x 18.000 x 3.500 | <p>With the innovative RSH custom rackmounts, virtually any component can be installed in a standard 19" enclosure without modification. Custom cut to provide a perfect opening for the face of the component that is being mounted, each RSH unit provides a neatly-trimmed installation with a perfect fit and no gaps. With accurate details on over 9,500 components in our measured unit database, chances are we have the component needed on file. Unit assembles easily in minutes and includes rear brackets to prevent the mounted component from sliding back. Fully ventilated ears and bottom promote cooling. Depending on the needs of the installation, the units can be ordered with a black textured finish (model RSH4S) or a black brushed and anodized finish (model RSH4A). Bottom depths are automatically provided in 11-1/2" , 14" , 15-1/2" , 17-1/2" , or 20-1/2" styles. Custom rackmounts will accept any component up to 17-3/4" wide. Individual custom faces (less rack ears and shelf bottom) are also available in a black textured finish (model SFACE) or a black brushed and anodized finish (model AFACE). LCD rackmounts also available to mount most LCD monitors with up to a 17" screen size or with a maximum width of 17-3/8". NOTE: custom rackshelf height is specified at the factory based on physical restrictions. Visit middleatlantic.com to find heights on all measured components, or design the system in RackTools&reg; or Visio&reg; Blocks, which are both updated regularly with the latest components.</p> <ul> <li>Custom cut to provide a perfect opening in the face</li> <li>Comes with an appropriate-sized vented rackshelf<b></b></li> </ul>
Racks | Middle Atlantic | RSH4S9XX | CUS RACKSHLF9SP SPAT 20.5DP | 272 | 244.8 | [8 empty] | 656747020391 | Y | 14 |  |  | https://assetserver.net/_assets/_prop65/shortform cancerandreprod_midat.jpg | US-United States | Mounts & Racks | Racks |  |  | 0 | Form Factor: Rack-mountable | Product Color: Black Powder Coat | Product Material: Steel | Product Material: Aluminum | Height: 15.8" | 22.000 x 18.000 x 3.500 | <p>With the innovative RSH custom rackmounts, virtually any component can be installed in a standard 19" enclosure without modification. Custom cut to provide a perfect opening for the face of the component that is being mounted, each RSH unit provides a neatly-trimmed installation with a perfect fit and no gaps. With accurate details on over 9,500 components in our measured unit database, chances are we have the component needed on file. Unit assembles easily in minutes and includes rear brackets to prevent the mounted component from sliding back. Fully ventilated ears and bottom promote cooling. Depending on the needs of the installation, the units can be ordered with a black textured finish (model RSH4S) or a black brushed and anodized finish (model RSH4A). Bottom depths are automatically provided in 11-1/2", 14", 15-1/2", 17-1/2", or 20-1/2" styles. Custom rackmounts will accept any component up to 17-3/4" wide. Individual custom faces (less rack ears and shelf bottom) are also available in a black textured finish (model SFACE) or a black brushed and anodized finish (model AFACE). LCD rackmounts also available to mount most LCD monitors with up to a 17" screen size or with a maximum width of 17-3/8". NOTE: custom rackshelf height is specified at the factory based on physical restrictions. Visit middleatlantic.com to find heights on all measured components, or design the system in RackTools&reg; or Visio&reg; Blocks, which are both updated regularly with the latest components.</p> <ul> <li>Custom cut to provide a perfect opening in the face</li> <li>Comes with an appropriate-sized vented rackshelf<b></b></li> </ul>
Racks | Middle Atlantic | RULER | 16',1" WIDE TAPE,W/RACKSPACE AND INCHES & AUDIO/DATA FORMULAS | 45 | 40.5 | [8 empty] | 656747020469 | Y | 0.26 | https://assetserver.net/_assets/middle atlantic/1000/ruler.jpg |  | https://assetserver.net/_assets/_prop65/shortform cancerandreprod_midat.jpg | N/A | Mounts & Racks | Racks |  |  | 0 | [6 empty] | No time for rack space math. Use our rack ruler instead. It's a genuinely handy tape measure incremented in both rack spaces (red) and inches (black) down to 1/32-inch scale. Measuring 1/2-inch wide by 96-inch (8 feet) long, its Mylar-coated retracting steel tape is housed in a tough ABS case with a thumb lock and belt clip. This is a rugged tool, not a toy.
Racks | Middle Atlantic | S2 | 2SP PERFORATED SECURITY COVER | 67 | 60.3 | [8 empty] | 656747020537 | Y | 0.86 |  |  | https://assetserver.net/_assets/_prop65/shortform cancerandreprod_midat.jpg | CN-China | Mounts & Racks | Racks |  |  | 0 | Product Color: Black | Height: 3.5" | Width: 19" | Depth: 1" | Compatibility: <p>EIA</p> | 19.200 x 4.350 x 1.400 | <p>Eliminate the prospect of any tampering with these tough security covers. Offered in large or fine perforation styles (models S) each cover is 1" deep. Includes installed rubber edging that won't mar the equipment you're trying to protect. To enhance the level of security, use our security rack screws.</p>
Racks | Middle Atlantic | S3 | 3SP PERFORATED SECURITY COVER | 71 | 63.9 | [8 empty] | 656747020551 | Y | 1.1 |  |  | https://assetserver.net/_assets/_prop65/shortform cancerandreprod_midat.jpg | CN-China | Mounts & Racks | Racks |  |  | 0 | Product Material: Steel | Product Material: Rubber | Compatible Rack Height: 3U | Height: 5.3" | Width: 19" | 19.000 x 5.000 x 1.000 | Eliminate the prospect of any tampering with these tough security covers. Offered in large or fine perforation styles (models S and SF respectively), each cover is 1" deep. Includes installed rubber edging that won't mar the equipment you're trying to protect. To enhance the level of security, use our security rack screws.
Racks | Middle Atlantic | S4 | 4SP PERFORATED SECURITY COVER | 74 | 66.6 | [8 empty] | 656747020575 | Y | 1.18 |  |  | https://assetserver.net/_assets/_prop65/shortform cancerandreprod_midat.jpg | US-United States | Mounts & Racks | Racks |  |  | 0 | Height: 7" | Width: 19" | Depth: 1" | Limited Warranty: Lifetime |  | 19.000 x 7.000 x 1.000 | <p>Eliminate the prospect of any tampering with these tough security covers. Offered in large or fine perforation styles (models S) each cover is 1" deep. Includes installed rubber edging that won't mar the equipment you're trying to protect. To enhance the level of security, use our security rack screws.</p>
Racks | Middle Atlantic | SANGLE24-3-48 | RAISED-FLOOR SUPPORT ANGLES RIB-3-SNE24-48 | 358 | 322.2 | [8 empty] | 656747229688 | Y | 1 |  |  | https://assetserver.net/_assets/_prop65/shortform cancerandreprod_midat.jpg | US-United States | Mounts & Racks | Racks |  |  | 0 | Product Color: Black Powder Coat | Product Material: Steel | Width: 24" | Depth: 48" | Environmentally Friendly: Yes |  | <p>Supports raised flooring around rack installations; sturdy steel material</p> <ul> <li>Supports raised flooring around rack installation</li> <li>Sturdy steel construction</li> <li>Compatible with 26" deep MRK and 31" deep MRK/VRK/WMRK racks</li> </ul>
Racks | Middle Atlantic | SANGLE30-1-3642 | RAISED-FLOOR SUPPORT ANGLES, RIB-1-SNE30-36/42 | 312 | 280.8 | [8 empty] | 656747229558 | Y | 1 |  |  | https://assetserver.net/_assets/_prop65/shortform cancerandreprod_midat.jpg | US-United States | Mounts & Racks | Racks |  |  | 0 | Product Color: Black Powder Coat | Product Material: Steel | Width: 30" | Depth: 36" | Environmentally Friendly: Yes |  | <p>Supports raised flooring around rack installations; sturdy steel material</p> <ul> <li>Supports raised flooring around rack installation</li> <li>Sturdy steel construction</li> <li>Compatible with 26" deep MRK and 31" deep MRK/VRK/WMRK racks</li> </ul>
Racks | Middle Atlantic | SB1 | 1SP FLANGED TEXT BLANK PANEL | 26 | 23.4 | [8 empty] | 656747020728 | Y | 0.8 |  |  | https://assetserver.net/_assets/_prop65/shortform cancerandreprod_midat.jpg | US | Mounts & Racks | Racks |  |  | 0 | Product Color: Black | Product Material: Steel | Compatible Rack Height: 1U | Height: 1.8" | Width: 19" | 19.000 x 1.750 x 0.500 | A textured black powder coat finish is used throughout our SB series. Flanged for strength, each model is made from 16-gauge steel.
Racks | Middle Atlantic | SB1-CP12 | 12PC. SB1 CONTRACT PACK | 270 | 243 | [8 empty] | 656747033391 | Y | 8.85 |  |  | https://assetserver.net/_assets/_prop65/shortform cancerandreprod_midat.jpg | US-United States | Mounts & Racks | Racks |  |  | 0 | Device Supported: Rack | Color Family: Black | Product Color: Black | Product Material: Steel | Compatible Rack Height: 1U | 22.500 x 12.000 x 4.000 | A textured black powder coat finish is used throughout our SB series. Flanged for strength, each model is made from 16-gauge steel.
Racks | Middle Atlantic | SB2 | 2SP FLANGED TEXT BLANK PANEL | 35 | 31.5 | [8 empty] | 656747020742 | Y | 1 | https://assetserver.net/_assets/middle atlantic/1000/sb2.jpg |  | https://assetserver.net/_assets/_prop65/shortform cancerandreprod_midat.jpg | US | Mounts & Racks | Racks |  |  | 0 | Product Color: Black | Product Material: Steel | Compatible Rack Height: 2U | Height: 3.5" | Width: 19" | 19.000 x 3.750 x 0.500 | A textured black powder coat finish is used throughout our SB series. Flanged for strength, each model is made from 16-gauge steel.
Racks | Middle Atlantic | SB2-CP12 | 12PC. SB2 CONTRACT PACK | 352 | 316.8 | [8 empty] | 656747033407 | Y | 17.9 | https://assetserver.net/_assets/middle atlantic/1000/sb2cp12.jpg |  | https://assetserver.net/_assets/_prop65/shortform cancerandreprod_midat.jpg | US-United States | Mounts & Racks | Racks |  |  | 0 | [5 empty] | 22.500 x 12.000 x 4.000 | A textured black powder coat finish is used throughout our SB series. Flanged for strength, each model is made from 16-gauge steel.
Racks | Middle Atlantic | SB3 | 3SP FLANGED TEXT BLANK PANEL | 44 | 39.6 | [8 empty] | 656747020759 | Y | 1.8 |  |  | https://assetserver.net/_assets/_prop65/shortform cancerandreprod_midat.jpg | US-United States | Mounts & Racks | Racks |  |  | 0 | Product Color: Black | Product Material: Steel | Compatible Rack Height: 3U | Height: 5.3" | Width: 19" | 19.000 x 5.000 x 0.500 | A textured black powder coat finish is used throughout our SB series. Flanged for strength, each model is made from 16-gauge steel.
Racks | Middle Atlantic | SB3-CP6 | 6PC. SB3 CONTRACT PACK | 229 | 206.1 | [8 empty] | 656747033414 | Y | 12.8 | https://assetserver.net/_assets/middle atlantic/1000/sb3cp6.jpg |  | https://assetserver.net/_assets/_prop65/shortform cancerandreprod_midat.jpg | US | Mounts & Racks | Racks |  |  | 0 | [5 empty] | 23.000 x 7.000 x 8.000 | A textured black powder coat finish is used throughout our SB series. Flanged for strength, each model is made from 16-gauge steel.
Racks | Middle Atlantic | SB4 | 4SP FLANGED TEXT BLANK PANEL | 48 | 43.2 | [8 empty] | 656747020766 | Y | 2.49 |  |  | https://assetserver.net/_assets/_prop65/shortform cancerandreprod_midat.jpg | US-United States | Mounts & Racks | Racks |  |  | 0 | Product Color: Black | Product Material: Steel | Compatible Rack Height: 4U | Height: 7" | Width: 19" | 19.000 x 7.000 x 0.500 | A textured black powder coat finish is used throughout our SB series. Flanged for strength, each model is made from 16-gauge steel.
Racks | Middle Atlantic | SB4-CP6 | 6PC. SB4 CONTRACT PACK | 241 | 216.9 | [8 empty] | 656747033421 | Y | 16.36 |  |  | https://assetserver.net/_assets/_prop65/shortform cancerandreprod_midat.jpg | US-United States | Mounts & Racks | Racks |  |  | 0 | [5 empty] | 8.000 x 23.000 x 7.000 | A textured black powder coat finish is used throughout our SB series. Flanged for strength, each model is made from 16-gauge steel.
Racks | Middle Atlantic | SB5 | 5SP FLANGED TEXT BLANK PANEL | 49 | 44.1 | [8 empty] | 656747020773 | Y | 2.9 |  |  | https://assetserver.net/_assets/_prop65/shortform cancerandreprod_midat.jpg | US-United States | Mounts & Racks | Racks |  |  | 0 | Product Color: Black | Product Material: Steel | Compatible Rack Height: 5U | Height: 8.8" | Width: 19" | 19.000 x 9.000 x 0.500 | A textured black powder coat finish is used throughout our SB series. Flanged for strength, each model is made from 16-gauge steel.
Racks | Middle Atlantic | SB6 | 6SP FLANGED TEXT BLANK PANEL | 54 | 48.6 | [8 empty] | 656747020780 | Y | 3.5 |  |  | https://assetserver.net/_assets/_prop65/shortform cancerandreprod_midat.jpg | US-United States | Mounts & Racks | Racks |  |  | 0 | Product Color: Black | Product Material: Steel | Compatible Rack Height: 6U | Height: 10.5" | Width: 19" | 19.000 x 10.500 x 0.500 | A textured black powder coat finish is used throughout our SB series. Flanged for strength, each model is made from 16-gauge steel.
Racks | Middle Atlantic | SBX-10 | 10SP 17D WALLRACK W/FRONTDR | 828 | 745.2 | [8 empty] | 656747031038 | Y | 48.3 | https://assetserver.net/_assets/middle atlantic/1000/sbx10.jpg |  | https://assetserver.net/_assets/_prop65/shortform cancerandreprod_midat.jpg | US-United States | Mounts & Racks | Racks |  |  | 0 | [5 empty] | 23.000 x 25.000 x 20.000
Racks | Middle Atlantic | SBX-7 | 7SP WALL MOUNT RACK | 590 | 531 | [8 empty] | 656747020834 | Y | 44 |  |  | https://assetserver.net/_assets/_prop65/shortform cancerandreprod_midat.jpg | US-United States | Mounts & Racks | Racks |  |  | 0 | 7 space (12-1/4") and 10 space (17-1/2" ) racking height | Removable backpan | Standard locking front door swings 180 degrees | Deep rail-to-door clearance provides flexibility unlike flush door designs | 11-gauge threaded rack rails | 25.000 x 17.500 x 20.000 | Specify an SBX wall mount cabinet when seeking an economical solution for wall mounting smaller systems. Removable backpan simplifies the wall mount enclosure installation. Includes locking front door that swings open a full 180Âº on a rugged hinge. Ventilation slots on each side promote passive thermal management. Laser and electrical knockouts at top, bottom, and rear for cable pass-through. This wall mount rack has a standard heavy-gauge, 10-32 threaded rack rail with marked spaces.
Racks | Middle Atlantic | SBX-FAN-K | 4-1/2"SLIM FAN FOR SBX SERIES,INCL HARDWARE | 113 | 101.7 | [8 empty] | 656747219658 | Y | 2.13 |  |  | https://assetserver.net/_assets/_prop65/shortform cancerandreprod_midat.jpg | US-United States | Mounts & Racks | Racks |  |  | 0 | Maximum Airflow: 426.4 gal/min | Product Color: Black | Maximum Fan Diameter: 4.50" | Compatibility: Middle Atlantic Products SBX Rack Series | Application/Usage: Rack | 8.500 x 8.000 x 9.000
Racks | Middle Atlantic | S-DEC | REMOTE SWITCH DECORA | 166 | 149.4 | [8 empty] | 656747081866 | Y | 0.3 | https://assetserver.net/_assets/middle atlantic/1000/sdec.jpg |  | https://assetserver.net/_assets/_prop65/shortform cancerandreprod_midat.jpg | US | Mounts & Racks | Racks |  |  | 0 | Controllable Function: Power Control | Features: LED Indicator | Product Color: Black | Environmentally Friendly: Yes | Environmental Certification: GREENGUARD | 9.000 x 3.500 x 3.250 | <p>A remote switch or key that provides remote up/down sequence initiation. Status LED indicators are also provided on some switches and connect to our USC-6R Universal Sequencing Controller via a convenient RJ-45 jack and terminal block. Decora&reg; mount switches mount only to Middle Atlantic Products with Decora&reg; shaped openings (panels and racks).</p> <ul> <li>Remote switch initiates remote up/down sequencing</li> <li>Works with MPR-SEQ, MPR-SEQ-1C, PDS Series, USC-6R</li> <li>Mounts in Decora&reg; openings on Middle Atlantic products</li> </ul>
Racks | Middle Atlantic | SECL-2 | 2SP HINGED PLEXI SECURITY | 117 | 105.3 | [8 empty] | 656747020896 | Y | 3.08 |  |  | https://assetserver.net/_assets/_prop65/shortform cancerandreprod_midat.jpg | US-United States | Mounts & Racks | Racks |  |  | 0 | Product Color: Smoked Gray | Product Material: Steel | Compatible Rack Height: 2U | Height: 3.5" | Depth: 1.5" | 14.000 x 21.000 x 3.000 | <p>Incorporating a steel frame and a keylocked 3/16" smoked-grey plexiglass door, our SECL series locking security covers are offered in 2, 3, 4, and 8 space sizes. Each unit's depth of 1 1/2" easily clears controls on most equipment.</p>
Racks | Middle Atlantic | SECL-3 | 3SP HINGED PLEXI SECURITY | 126 | 113.4 | [8 empty] | 656747075360 | Y | 3.4 |  |  | https://assetserver.net/_assets/_prop65/shortform cancerandreprod_midat.jpg | US-United States | Mounts & Racks | Racks |  |  | 0 | Prevents tampering with locking 1-1/2" deep cover | Smoked-grey plexiglass door allows clear view of equipment settings | Compatible with security rack screws for enhanced security |  |  | 21.000 x 14.000 x 3.000 | Incorporating a steel frame and a key-locked 3/16in smoked-gray plexiglass door, our SECL Series locking security covers are offered in 2, 3, 4, and 8 rackspace sizes. Each unit's depth of 1-1/2in easily clears controls on most equipment. Prevents tampering with locking 1-1/2in deep cover. Smoked-grey plexiglass door allows clear view of equipment settings. Compatible with security rack screws for enhanced security.
Racks | Middle Atlantic | SECL-4 | 4SP HINGED PLEXI SECURITY | 133 | 119.7 | [8 empty] | 656747020919 | Y | 3.77 |  |  | https://assetserver.net/_assets/_prop65/shortform cancerandreprod_midat.jpg | US-United States | Mounts & Racks | Racks |  |  | 0 | Prevents tampering with locking 1-1/2" deep cover | Smoked-grey plexiglass door allows clear view of equipment settings | Compatible with security rack screws for enhanced security |  |  | 14.000 x 21.000 x 3.000 | Incorporating a steel frame and a key-locked 3/16in smoked-gray plexiglass door, our SECL Series locking security covers are offered in 2, 3, 4, and 8 rackspace sizes. Each unit's depth of 1-1/2in easily clears controls on most equipment. Prevents tampering with locking 1-1/2in deep cover. Smoked-grey plexiglass door allows clear view of equipment settings. Compatible with security rack screws for enhanced security.
Racks | Middle Atlantic | SECL-8 | 8SP HINGED PLEXI SECURITY | 190 | 171 | [8 empty] | 656747020933 | Y | 5.53 |  |  | https://assetserver.net/_assets/_prop65/shortform cancerandreprod_midat.jpg | US-United States | Mounts & Racks | Racks |  |  | 0 | Color Family: Gray | Product Color: Smoked Gray | Product Material: Steel | Product Material: Plexiglass | Compatible Rack Height: 8U | 18.000 x 21.000 x 4.000 | Incorporating a steel frame and a key-locked 3/16in smoked-gray plexiglass door, our SECL Series locking security covers are offered in 2, 3, 4, and 8 rackspace sizes. Each unit's depth of 1-1/2in easily clears controls on most equipment. Prevents tampering with locking 1-1/2in deep cover. Smoked-grey plexiglass door allows clear view of equipment settings. Compatible with security rack screws for enhanced security.
Racks | Middle Atlantic | SF1 | 1SP FINE PERF SECURITY COVER | 59 | 53.1 | [8 empty] | 656747020995 | Y | 1 |  |  | https://assetserver.net/_assets/_prop65/shortform cancerandreprod_midat.jpg | US | Mounts & Racks | Racks |  |  | 0 | Product Material: Steel | Product Material: Rubber | Compatible Rack Height: 1U | Height: 1.8" | Width: 19" | 19.000 x 1.750 x 1.000 | Eliminate the prospect of any tampering with these tough security covers. Offered in large or fine perforation styles (models S and SF respectively), each cover is 1" deep. Includes installed rubber edging that won't mar the equipment you're trying to protect. To enhance the level of security, use our security rack screws.
Racks | Middle Atlantic | SF2 | 2SP FINE PERF SECURITY COVER | 67 | 60.3 | [8 empty] | 656747021008 | Y | 2 |  |  | https://assetserver.net/_assets/_prop65/shortform cancerandreprod_midat.jpg | US | Mounts & Racks | Racks |  |  | 0 | Product Color: Black | Height: 5.2" | Width: 19" | Depth: 1" | Limited Warranty: Lifetime | 19.000 x 3.750 x 1.000 | <p>Eliminate the prospect of any tampering with these tough security covers. Offered in large or fine perforation styles (models S and SF respectively), each cover is 1" deep. Includes installed rubber edging that won't mar the equipment you're trying to protect. To enhance the level of security, use our security rack screws.</p>
Racks | Middle Atlantic | SF3 | 3SP FINE PERF SECURITY COVER | 71 | 63.9 | [8 empty] | 656747021015 | Y | 1.6 |  |  | https://assetserver.net/_assets/_prop65/shortform cancerandreprod_midat.jpg | CN-China | Mounts & Racks | Racks |  |  | 0 | Device Supported: Rack | Product Color: Black | Product Material: Steel | Compatible Rack Height: 3U | Height: 5.3" | 19.000 x 5.000 x 1.000 | <p>Eliminate the prospect of tampering with these tough security covers. Offered in fine perforation styles, each cover is 1" deep. Includes installed rubber edging that won't mar the equipment you're trying to protect. To enhance the level of security, use the patented Guardian Series&trade; security bit and HSK rack screws, see pg. 169.</p> <ul> <li>Prevents tampering with tough 1" deep metal cover</li> <li>Fine perforation is most secure while allowing view of status LEDs</li> <li>Includes installed rubber edging that won't mar equipment</li> <li>Compatible with security rack screws for enhanced security</li> </ul>
Racks | Middle Atlantic | SF4 | 4SP FINE PERF SECURITY COVER | 74 | 66.6 | [8 empty] | 656747021022 | Y | 2 |  |  | https://assetserver.net/_assets/_prop65/shortform cancerandreprod_midat.jpg | US-United States | Mounts & Racks | Racks |  |  | 0 | Product Color: Black | Product Material: Steel | Compatible Rack Height: 4U | Height: 7" | Width: 19" | 19.000 x 7.000 x 1.000 | <p>Eliminate the prospect of tampering with these tough security covers. Offered in fine perforation styles, each cover is 1" deep. Includes installed rubber edging that won't mar the equipment you're trying to protect. To enhance the level of security, use the patented Guardian Series&trade; security bit and HSK rack screws.</p> <ul> <li>Prevents tampering with tough 1" deep metal cover</li> <li>Fine perforation is most secure while allowing view of status LEDs</li> <li>Includes installed rubber edging that won't mar equipment</li> <li>Compatible with security rack screws for enhanced security</li> </ul>
Racks | Middle Atlantic | SFACE2 | 2SP TEXTURED RSH FACE ONLY | 133 | 119.7 | [8 empty] | 656747021084 | Y | 0.6 |  |  | https://assetserver.net/_assets/_prop65/shortform cancerandreprod_midat.jpg | US-United States | Mounts & Racks | Racks |  |  | 0 | Face plate only for RSH Series custom rackshelves | Black textured powdercoat finish |  |  |  | 19.000 x 7.000 x 1.000 | <p>Custom-cut faceplate has durable black textured finish</p>
Racks | Middle Atlantic | SFACE3 | 3SP TEXTURED RSH FACE ONLY | 133 | 119.7 | [8 empty] | 656747021091 | Y | 0.75 |  |  | https://assetserver.net/_assets/_prop65/shortform cancerandreprod_midat.jpg | US-United States | Mounts & Racks | Racks |  |  | 0 | Product Color: Textured Black | Product Material: Aluminum | Product Material: Metal | Environmentally Friendly: Yes | Environmental Certification: RoHS | 19.000 x 7.000 x 1.000
Racks | Middle Atlantic | SFACE4 | 4SP TEXTURED RSH FACE ONLY | 133 | 119.7 | 1 | 1 | [6 empty] | 656747021107 | Y | 1 |  |  | https://assetserver.net/_assets/_prop65/shortform cancerandreprod_midat.jpg | US | Mounts & Racks | Racks |  |  | 0 | Face plate only for RSH Series custom rackshelves | Black textured powdercoat finish |  |  |  | 19.000 x 7.000 x 1.000 | <p>Custom-cut faceplate has durable black textured finish</p>
Racks | Middle Atlantic | SFACE5 | 5SP TEXTURED RSH FACE ONLY | 133 | 119.7 | [8 empty] | 656747021114 | Y | 1 |  |  | https://assetserver.net/_assets/_prop65/shortform cancerandreprod_midat.jpg | US | Mounts & Racks | Racks |  |  | 0 | Face plate only for RSH Series custom rackshelves | Black textured powdercoat finish |  |  |  | 19.000 x 8.750 x 1.000 | <p>Custom-cut faceplate has durable black textured finish</p>
Racks | Middle Atlantic | SFACE6 | 6SP TEXTURED RSH FACE ONLY | 153 | 137.7 | [8 empty] | 656747021121 | Y | 1.5 |  |  | https://assetserver.net/_assets/_prop65/shortform cancerandreprod_midat.jpg | US-United States | Mounts & Racks | Racks |  |  | 0 | Face plate only for RSH Series custom rackshelves | Black textured powdercoat finish |  |  |  | 19.000 x 10.500 x 1.000 | <p>Custom-cut faceplate has durable black textured finish</p>
Racks | Middle Atlantic | SFACE7 | 7SP TEXTURED RSH FACE ONLY | 153 | 137.7 | [8 empty] | 656747021138 | Y | 1.75 |  |  | https://assetserver.net/_assets/_prop65/shortform cancerandreprod_midat.jpg | US-United States | Mounts & Racks | Racks |  |  | 0 | Face plate only for RSH Series custom rackshelves | Black textured powdercoat finish |  |  |  | 19.000 x 12.250 x 1.000 | <p>Custom-cut faceplate has durable black textured finish</p>
Racks | Middle Atlantic | SFACE8 | 8SP TEXTURED RSH FACE ONLY | 153 | 137.7 | [8 empty] | 656747021145 | Y | 1.75 |  |  | https://assetserver.net/_assets/_prop65/shortform cancerandreprod_midat.jpg | US-United States | Mounts & Racks | Racks |  |  | 0 | Face plate only for RSH Series custom rackshelves | Black textured powdercoat finish |  |  |  | 19.000 x 14.000 x 1.000 | <p>Custom-cut faceplate has durable black textured finish</p>
Racks | Middle Atlantic | SFD-KEY | KEYS FOR FRONT DOORS(B399A)EA. | 12 | 10.8 | [8 empty] | 656747021169 | Y | 0.04 |  |  | https://assetserver.net/_assets/_prop65/shortform cancerandreprod_midat.jpg | US-United States | Mounts & Racks | Racks |  |  | 0 | Product Material: Steel | Compatibility: Standard Front Doors | Environmentally Friendly: Yes | Environmental Compliance: Restriction of Hazardous Substances (RoHS) | Limited Warranty: Lifetime | 4.000 x 3.000 x 1.000 | <p>Fits most front doors, side panels, center section locks; set of 2. </p>
Racks | Middle Atlantic | SFR-12-12 | 12 SPACE(21")SWING FRAME RACK,12"DEEP,BLACK FINISH | 406 | 365.4 | [8 empty] | 656747181092 | Y | 28.3 | https://assetserver.net/_assets/middle atlantic/1000/sfr1212.jpg |  | https://assetserver.net/_assets/_prop65/shortform cancerandreprod_midat.jpg | US-United States | Mounts & Racks | Racks |  |  | 0 | [5 empty] | 31.000 x 20.000 x 8.000 | The SFR Series open swing frame wall rack provides easy and economical rear equipment access
Racks | Middle Atlantic | SFR-12-18 | 12SP(21)18D SWING FRAME RACK | 423 | 380.7 | [8 empty] | 656747040832 | Y | 32.3 | https://assetserver.net/_assets/middle atlantic/1000/sfr1218.jpg |  | https://assetserver.net/_assets/_prop65/shortform cancerandreprod_midat.jpg | US-United States | Mounts & Racks | Racks |  |  | 0 | [5 empty] | 14.000 x 21.000 x 3.000 | Our Swing Frame Rack has an innovative open-back wall mount design ideal for mounting over existing equipment and physical obstacles (conduit, telephone equipment, etc.). Use for mounting patch panels, hubs and switches in a secure room or closet. Rugged steel construction with 100lb weight capacity - the greatest strength in its class.
Racks | Middle Atlantic | SFR-12-24 | 12SP/24D SWING FRAME RACK | 485 | 436.5 | [8 empty] | 656747123412 | Y | 36.9 | https://assetserver.net/_assets/middle atlantic/1000/sfr1224.jpg |  | https://assetserver.net/_assets/_prop65/shortform cancerandreprod_midat.jpg | US-United States | Mounts & Racks | Racks |  |  | 0 | Features: Cable Management | Form Factor: Wall Mountable | Product Color: Black | Product Material: Steel | Maximum Weight Capacity: 100 lb | 31.300 x 26.500 x 8.500 | Our Swing Frame Rack has an innovative open-back wall mount design ideal for mounting over existing equipment and physical obstacles (conduit, telephone equipment, etc.). Use for mounting patch panels, hubs and switches in a secure room or closet. Rugged steel construction with 100lb weight capacity – the greatest strength in its class.
Racks | Middle Atlantic | SFR-20-12 | 20 SPACE(35")SWING FRAME RACK,12"DEEP,BLACK FINISH | 499 | 449.1 | [8 empty] | 656747181108 | Y | 38 |  |  | https://assetserver.net/_assets/_prop65/shortform cancerandreprod_midat.jpg | US-United States | Mounts & Racks | Racks |  |  | 0 | Features: Cable Management | Form Factor: Wall Mountable | Product Color: Black | Product Material: Steel | Maximum Weight Capacity: 100 lb | 45.000 x 21.000 x 2.000 | <p>The SFR Series open swing frame wall rack provides easy and economical rear equipment access</p>
Racks | Middle Atlantic | SFR-20-18 | 20SP(35)18D SWING FRAME RACK | 537 | 483.3 | [8 empty] | 656747040849 | Y | 42 |  |  | https://assetserver.net/_assets/_prop65/shortform cancerandreprod_midat.jpg | US-United States | Mounts & Racks | Racks |  |  | 0 | Product Color: Black | Product Material: Steel | Maximum Weight Capacity: 100 lb | Height: 41.5" | Depth: 18" | 14.000 x 21.000 x 3.000
Racks | Middle Atlantic | SFR-20-24 | 20SP/24D SWING FRAME RACK | 625 | 562.5 | [8 empty] | 656747123429 | Y | 48.8 |  |  | https://assetserver.net/_assets/_prop65/shortform cancerandreprod_midat.jpg | US-United States | Mounts & Racks | Racks |  |  | 0 | [5 empty] | 45.000 x 27.000 x 10.000 | The SFR Series open swing frame wall rack provides easy and economical rear equipment access
Racks | Middle Atlantic | SFR-25-18 | 25SP(43.75")18D SWING FRAME | 609 | 548.1 | [8 empty] | 656747081736 | Y | 46 |  |  | https://assetserver.net/_assets/_prop65/shortform cancerandreprod_midat.jpg | US-United States | Mounts & Racks | Racks |  |  | 0 | Form Factor: Wall Mountable | Product Color: Black | Product Material: Steel | Maximum Weight Capacity: 100 lb | Height: 50" | 54.000 x 21.000 x 10.000
Racks | Middle Atlantic | SFR-25-24 | 25SP/24D SWING FRAME RACK | 705 | 634.5 | [8 empty] | 656747069659 | Y | 48 |  |  | https://assetserver.net/_assets/_prop65/shortform cancerandreprod_midat.jpg | US-United States | Mounts & Racks | Racks |  |  | 0 | Features: Cable Management | Form Factor: Wall Mountable | Product Color: Black | Product Material: Steel | Maximum Weight Capacity: 100 lb | 53.300 x 27.000 x 9.300 | <p>The SFR Series open swing frame wall rack provides easy and economical rear equipment access</p>
Racks | Middle Atlantic | SH-5A | 20DP SHELF FOR SLIM5&AXS RCKS | 154 | 138.6 | [8 empty] | 656747021213 | Y | 10.51 |  |  | https://assetserver.net/_assets/_prop65/shortform cancerandreprod_midat.jpg | US-United States | Mounts & Racks | Racks |  |  | 0 | Product Color: Black | Product Material: Steel | Maximum Weight Capacity: 250 lb | Width: 18.5" | Depth: 18.6" | 21.000 x 24.000 x 5.000
Racks | Middle Atlantic | SH-5A-26 | 26"DEEP SLIM5/AXS SHELF | 166 | 149.4 | [8 empty] | 656747054037 | Y | 10.51 | https://assetserver.net/_assets/middle atlantic/1000/sh5a26.jpg |  | https://assetserver.net/_assets/_prop65/shortform cancerandreprod_midat.jpg | US-United States | Mounts & Racks | Racks |  |  | 0 | [5 empty] | 21.000 x 29.000 x 6.000 | Designed expressly for use in our Slim 5, AXS, SRSR, WR, BRK and OBRK equipment racks, SH Series zero space rackshelves feature full-depth front and rear rackmounting, providing a secure shelf for non-rackmount components. A truly unique design, these zero space shelves actually mount to the sides of the rackrail (not the threaded face) providing more useable shelf area and feature up to a robust 250 lb. weight capacity, depending on model. Two handy -inchL-inch brackets are included to help position equipment. Constructed from 16-gauge steel, includes mounting hardware, and is finished in a durable black powder coat.
Racks | Middle Atlantic | SH-BRK | QUICK-POSITION TM SHELF FOR BRK/OBRK | 101 | 90.9 | [8 empty] | 656747075667 | Y | 5.1 | https://assetserver.net/_assets/middle atlantic/1000/shbrk.jpg |  | https://assetserver.net/_assets/_prop65/shortform cancerandreprod_midat.jpg | US-United States | Mounts & Racks | Racks |  |  | 0 | Form Factor: Rack-mountable | Product Color: Black | Product Material: Steel | Maximum Weight Capacity: 50 lb | Rack Width: 19" | 21.000 x 18.500 x 2.500 | Zero Space Rackshelves provide sturdy,secure support while providing maximum useable shelf area.
Racks | Middle Atlantic | SH-BRK-3P | 3-PACK QUICK-POSITION TM SHELF FOR BRK/OBRK | 263 | 236.7 | [8 empty] | 656747075896 | Y | 14.5 | https://assetserver.net/_assets/middle atlantic/1000/shbrk3p.jpg |  | https://assetserver.net/_assets/_prop65/shortform cancerandreprod_midat.jpg | US-United States | Mounts & Racks | Racks |  |  | 0 | Device Supported: Rack | Product Color: Black | Product Material: Steel | Compatibility: <p>Middle Atlantic RK/BRK Series Laminate Racks</p> | Limited Warranty: Lifetime | 22.000 x 18.500 x 2.250 | Quick-PositionTM shelf mounts without rack screws, pack of three.
Racks | Middle Atlantic | SH-DMP-A | PORTABLE MEDIA PLAYER SHELF,ANODIZED | 285 | 256.5 | [8 empty] | 656747105036 | Y | 10 | https://assetserver.net/_assets/middle atlantic/1000/shdmpa.jpg |  | https://assetserver.net/_assets/_prop65/shortform cancerandreprod_midat.jpg | US-United States | Mounts & Racks | Racks |  |  | 0 | [5 empty] | 10.250 x 21.000 x 9.500 | This is a convenient method for rackmounting portable media players and docks. This versatile shelf can accommodate most MP3 players and satellite radio receivers and can hold one or more players. Grommets in the rear of the rackshelf protect cords and ease cable management. An available accessory shelf can attach to the rear of the SH-DMP for the mounting of third party devices and enhance cable management.
Racks | Middle Atlantic | SH-DMP-S | PORTABLE MEDIA PLAYER SHELF,TEXTURED | 241 | 216.9 | [8 empty] | 656747105029 | Y | 10 | https://assetserver.net/_assets/middle atlantic/1000/shdmps.jpg |  | https://assetserver.net/_assets/_prop65/shortform cancerandreprod_midat.jpg | US-United States | Mounts & Racks | Racks |  |  | 0 | Device Supported: Media Player | Device Supported: Satellite Radio | Features: Cable Management | Product Color: Black |  | 21.000 x 10.300 x 9.000 | This is a convenient method for rackmounting portable media players and docks. This versatile shelf can accommodate most MP3 players and satellite radio receivers and can hold one or more players. Grommets in the rear of the rackshelf protect cords and ease cable management. An available accessory shelf can attach to the rear of the SH-DMP for the mounting of third party devices and enhance cable management.
Racks | Middle Atlantic | SH-SRSR | 16"DEEP SHELF FOR SRSR | 152 | 136.8 | [8 empty] | 656747055911 | Y | 9.7 |  |  | https://assetserver.net/_assets/_prop65/shortform cancerandreprod_midat.jpg | US-United States | Mounts & Racks | Racks |  |  | 0 | Form Factor: Rack-mountable | Product Color: Black | Product Material: Steel | Maximum Weight Capacity: 200 lb | Height: 1.5" | 21.000 x 24.000 x 5.000
Racks | Middle Atlantic | SH-WR | SHELF FOR WR SERIES RACK | 154 | 138.6 | [8 empty] | 656747059803 | Y | 11.8 | https://assetserver.net/_assets/middle atlantic/1000/shwr.jpg |  | https://assetserver.net/_assets/_prop65/shortform cancerandreprod_midat.jpg | US | Mounts & Racks | Racks |  |  | 0 | [5 empty] | 30.000 x 24.000 x 2.000 | SH Series zero space rackshelves feature full-depth front and rear rackmounting, providing a secure shelf for non-rackmount components. A truly unique design, these zero space shelves actually mount to the sides of the rackrail (not the threaded face) providing more useable shelf area and feature up to a robust 250 lb. weight capacity, depending on model.
Racks | Middle Atlantic | SH-WR-34 | 34"DP SHELF FOR WR SERIES | 193 | 173.7 | [8 empty] | 656747102936 | Y | 16 | https://assetserver.net/_assets/middle atlantic/1000/shwr34.jpg |  | https://assetserver.net/_assets/_prop65/shortform cancerandreprod_midat.jpg | US-United States | Mounts & Racks | Racks |  |  | 0 | Product Color: Black | Product Material: Steel | Maximum Weight Capacity: 250 lb | Limited Warranty: Lifetime |  | 39.000 x 21.000 x 6.000 | Designed expressly for use in our Slim 5, AXS, SRSR, WR, BRK and OBRK equipment racks, SH Series zero space rackshelves feature full-depth front and rear rackmounting, providing a secure shelf for non-rackmount components. A truly unique design, these zero space shelves actually mount to the sides of the rackrail (not the threaded face) providing more useable shelf area and feature up to a robust 250 lb. weight capacity, depending on model. Two handy -inchL-inch brackets are included to help position equipment. Constructed from 16-gauge steel, includes mounting hardware, and is finished in a durable black powder coat.
Racks | Middle Atlantic | SL-1 | 1SP PLEXI SECURITY COVER | 62 | 55.8 | [8 empty] | 656747021220 | Y | 1.1 |  |  | https://assetserver.net/_assets/_prop65/shortform cancerandreprod_midat.jpg | US-United States | Mounts & Racks | Racks |  |  | 0 | Product Material: Plexiglas | Compatible Rack Height: 1U | Height: 1.8" | Width: 19" | Depth: 1.4" | 19.000 x 1.750 x 1.000 | SL Series security covers feature a permanent plexiglass window for easy equipment viewing. Secure and cost-effective - available in 1, 2, and 3 space sizes, 1" deep.
Racks | Middle Atlantic | SL-2 | 2SP PLEXI SECURITY COVER | 66 | 59.4 | [8 empty] | 656747021237 | Y | 1.54 |  |  | https://assetserver.net/_assets/_prop65/shortform cancerandreprod_midat.jpg | US | Mounts & Racks | Racks |  |  | 0 | Height: 3.5" | Depth: 1" | Limited Warranty: Lifetime |  |  | 19.000 x 3.750 x 1.000
Racks | Middle Atlantic | SL-3 | 3SP PLEXI SECURITY COVER | 71 | 63.9 | [8 empty] | 656747021244 | Y | 1.9 | https://assetserver.net/_assets/middle atlantic/1000/sl3.jpg |  | https://assetserver.net/_assets/_prop65/shortform cancerandreprod_midat.jpg | US-United States | Mounts & Racks | Racks |  |  | 0 | Prevents tampering with tough 1” deep cover | Permanent plexiglass window provides clear view of equipment | Compatible with security rack screws for enhanced security |  |  | 19.000 x 5.000 x 1.000 | SL Series security covers feature a permanent plexiglass window for easy equipment viewing. Secure and cost-effective - available in 1, 2, and 3 space sizes, 1” deep.
Racks | Middle Atlantic | SNE24-1032-RR24 | SNE24"W PR OF 24RU,10/32 TAPPED RAIL | 323 | 290.7 | [8 empty] | 0656747232886 | Y | 0 |  |  | https://assetserver.net/_assets/_prop65/shortform cancerandreprod_midat.jpg |  | Mounts & Racks | Racks |  |  | 0 | [6 empty] | 24 Space 10-32 Rackrail, 24 Inch Wide SNE.
Racks | Middle Atlantic | SNE24-1032-RR42 | SNE24"W PR OF 42RU,10/32 TAPPED RAIL | 391 | 351.9 | [8 empty] | 656747232947 | Y | 32.7 |  |  | https://assetserver.net/_assets/_prop65/shortform cancerandreprod_midat.jpg | US-United States | Mounts & Racks | Racks |  |  | 0 | Form Factor: Rack-mountable | Product Color: Black Powder Coat | Product Material: Steel | Height: 73.6" | Width: 2.7" | 77.600 x 5.500 x 5.500
Racks | Middle Atlantic | SNE24-1032-RR45 | SNE24"W PR OF 45RU,10/32 TAPPED RAIL | 400 | 360 | [8 empty] | 656747219795 | Y | 34.4 |  |  | https://assetserver.net/_assets/_prop65/shortform cancerandreprod_midat.jpg | US-United States | Mounts & Racks | Racks |  |  | 0 | Form Factor: Rack-mountable | Product Color: Black Powder Coat | Product Material: Steel | Height: 78.8" | Width: 2.7" | 82.800 x 5.500 x 5.500
Racks | Middle Atlantic | SNE24D-2436-P1 | 24"W,24SP,36"D CONFIG D,F/R PASSIVE ENCL,BK | 3551 | 3195.9 | [8 empty] | 656747207686 | Y | 220 |  |  | https://assetserver.net/_assets/_prop65/shortform cancerandreprod_midat.jpg | US-United States | Mounts & Racks | Racks |  |  | 0 | Application/Usage: LAN Switch | Application/Usage: Patch Panel | Application/Usage: Server | Form Factor: Floor Standing | Product Color: Black Powder Coat | 42.000 x 32.000 x 54.000 | <p>The SNE Series Digital is configured for digital (IP based) security systems consisting of high-density cabling, network equipment, and servers. Optional Tool-Free Lever Lock&trade; system accommodates small devices including encoders, power supplies, and Access Control Systems. Fully configured Security Network Enclosure with passive ventilation for data centers o 70% open area vented front door o Pair of split flush mount locking side panels o 2 pair of adjustable cage-nut rackrail (including 6mm hardware) o Lever Lock&trade; compatible (accepts all Lever Lock&trade; vertical 21" accessories) o 24" width o 36" overall depth o 24 rackspace o 100 6mm cage-nuts/rack screws included SNE Series Digital with passive cooling (front to rear) 70% open area split rear door Solid top with brush cable pass-through</p> <ul> <li>Lever Lock&trade; compatible (accepts all 21" vertical accessories)</li> <li>Configured for passive front-to-back cooling</li> <li>UTL/ETL listed and seismic certified</li> <li>Includes 70% open front door and 70% open area split rear door</li> <li>Includes solid top with brush cable pass-through</li> <li>Includes 2 pair of adjustable cage-nut rackrail</li> <li>Includes 100 6mm cage nuts and rack screws</li> <li>Includes 4 leveling feet</li> <li>Includes 4 casters</li> </ul>
Racks | Middle Atlantic | SNE24D-2442-P1 | 24"W,24SP,42"D CONFIG D,F/R PASSIVE ENCL,BK | 3764 | 3387.6 | [8 empty] | 656747207761 | Y | 231 |  |  | https://assetserver.net/_assets/_prop65/shortform cancerandreprod_midat.jpg | US-United States | Mounts & Racks | Racks |  |  | 0 | Application/Usage: LAN Switch | Application/Usage: Patch Panel | Application/Usage: Server | Form Factor: Floor Standing | Product Color: Black Powder Coat | 47.000 x 31.000 x 54.000 | <p>The SNE Series Digital is configured for digital (IP based) security systems consisting of high-density cabling, network equipment, and servers. Optional Tool-Free Lever Lock&trade; system accommodates small devices including encoders, power supplies, and Access Control Systems. Fully configured Security Network Enclosure with passive ventilation for data centers o 70% open area vented front door o Pair of split flush mount locking side panels o 2 pair of adjustable cage-nut rackrail (including 6mm hardware) o Lever Lock&trade; compatible (accepts all Lever Lock&trade; vertical 21" accessories) o 24" width o 42" overall depth o 24 rackspace o 100 6mm cage-nuts/rack screws included SNE Series Digital with passive cooling (front to rear) 70% open area split rear door Solid top with brush cable pass-through</p> <ul> <li>Lever Lock&trade; compatible (accepts all 21" vertical accessories)</li> <li>Configured for passive front-to-back cooling</li> <li>UTL/ETL listed and seismic certified</li> <li>Includes 70% open front door and 70% open area split rear door</li> <li>Includes solid top with brush cable pass-through</li> <li>Includes 2 pair of adjustable cage-nut rackrail</li> <li>Includes 100 6mm cage nuts and rack screws</li> <li>Includes 4 leveling feet</li> <li>Includes 4 casters</li> </ul>
Racks | Middle Atlantic | SNE24D-4236-P1 | 24"W,42SP,36"D CONFIG D,F/R PASSIVE ENCL,BK | 3971 | 3573.9 | [8 empty] | 656747207792 | Y | 302 |  |  | https://assetserver.net/_assets/_prop65/shortform cancerandreprod_midat.jpg | US-United States | Mounts & Racks | Racks |  |  | 0 | Rack Type: Enclosed Cabinet | Application/Usage: LAN Switch | Application/Usage: Patch Panel | Application/Usage: Server | Application/Usage: Video Encoder | 42.000 x 31.000 x 86.000 | <p> leveling feet</p> <p>The SNE Series Digital is configured for digital (IP based) security systems consisting of high-density cabling, network equipment, and servers. Optional Tool-Free Lever Lock&amp;trade system accommodates small devices including encoders, power supplies, and Access Control Systems. Fully configured Security Network Enclosure with passive ventilation for data centers o 70% open area vented front door o Pair of split flush mount locking side panels o 2 pair of adjustable cage-nut rackrail (including 6mm hardware) o Lever Lock&amp;trade compatible (accepts all Lever Lock&amp;trade vertical 21" accessories) o 24" width o 36" overall depth o 42 rackspace o 100 6mm cage-nuts/rack screws included SNE Series Digital with passive cooling (front to rear) 70% open area split rear door Solid top with brush cable pass-through</p> <ul> <li>Lever Lock&amp;trade compatible (accepts all 21" vertical accessories)</li> <li>UL/ETL listed and seismic certified</li> <li>Configured for passive front-to-back cooling</li> <li>Includes 70% open front door and 70% open area split rear door</li> <li>Includes solid top with brush cable pass-through</li> <li>Includes 2 pair of adjustable cage-nut rackrail</li> <li>Includes 100 6mm cage nuts and rack screws</li> <li>Includes 4 leveling feet</li> <li>Includes 4 casters</li> </ul>
Racks | Middle Atlantic | SNE24D-4242-P1 | 24"W,42SP,42"D CONFIG D,F/R PASSIVE ENCL,BK | 4228 | 3805.2 | [8 empty] | 656747207846 | Y | 366 |  |  | https://assetserver.net/_assets/_prop65/shortform cancerandreprod_midat.jpg | US-United States | Mounts & Racks | Racks |  |  | 0 | Application/Usage: LAN Switch | Application/Usage: Patch Panel | Application/Usage: Server | Form Factor: Floor Standing | Product Color: Black Powder Coat | 48.000 x 32.000 x 86.000 | <p>The SNE Series Digital is configured for digital (IP based) security systems consisting of high-density cabling, network equipment, and servers. Optional Tool-Free Lever Lock&trade; system accommodates small devices including encoders, power supplies, and Access Control Systems. Fully configured Security Network Enclosure with passive ventilation for data centers o 70% open area vented front door o Pair of split flush mount locking side panels o 2 pair of adjustable cage-nut rackrail (including 6mm hardware) o Lever Lock&trade; compatible (accepts all Lever Lock&trade; vertical 21" accessories) o 24" width o 42" overall depth o 42 rackspace o 100 6mm cage-nuts/rack screws included SNE Series Digital with passive cooling (front to rear) 70% open area split rear door Solid top with brush cable pass-through</p> <ul> <li>Lever Lock&trade; compatible (accepts all 21" vertical accessories)</li> <li>Configured for passive front-to-back cooling</li> <li>Includes 70% open front door and 70% open area split rear door</li> <li>Includes solid top with brush cable pass-through</li> <li>Includes pair of split flush mount locking side panels</li> <li>UTL/ETL listed and seismic certified</li> <li>Includes 2 pair of adjustable cage-nut rackrail</li> <li>Includes 100 6mm cage nuts and rack screws</li> <li>Includes 4 leveling feet</li> <li>Includes 4 casters</li> </ul>
Racks | Middle Atlantic | SNE24D-4248-P1 | 24"W,42SP,48"D CONFIG D,F/R PASSIVE ENCL,BK | 4595 | 4135.5 | [8 empty] | 656747207891 | Y | 339 |  |  | https://assetserver.net/_assets/_prop65/shortform cancerandreprod_midat.jpg | US-United States | Mounts & Racks | Racks |  |  | 0 | Application/Usage: Server | Application/Usage: LAN Switch | Application/Usage: Patch Panel | Form Factor: Floor Standing | Product Color: Black Powder Coat | 54.000 x 31.000 x 86.000 | <p>The SNE Series Digital is configured for digital (IP based) security systems consisting of high-density cabling, network equipment, and servers. Optional Tool-Free Lever Lock&trade; system accommodates small devices including encoders, power supplies, and Access Control Systems. Fully configured Security Network Enclosure with passive ventilation for data centers o 70% open area vented front door o Pair of split flush mount locking side panels o 2 pair of adjustable cage-nut rackrail (including 6mm hardware) o Lever Lock&trade; compatible (accepts all Lever Lock&trade; vertical 21" accessories) o 24" width o 48" overall depth o 42 rackspace o 100 6mm cage-nuts/rack screws included SNE Series Digital with passive cooling (front to rear) 70% open area split rear door Solid top with brush cable pass-through</p> <ul> <li>Lever Lock&trade; compatible (accepts all 21" vertical accessories)</li> <li>Configured for passive front-to-back cooling</li> <li>UTL/ETL listed and seismic certified</li> <li>Includes 70% open front door and 70% open area split rear door</li> <li>Includes solid top with brush cable pass-through</li> <li>Includes 2 pair of adjustable cage-nut rackrail</li> <li>Includes 100 6mm cage nuts and rack screws</li> <li>Includes 4 leveling feet</li> <li>Includes 4 casters</li> </ul>
Racks | Middle Atlantic | SNE24D-4536-P1 | 24"W,45SP,36"D CONFIG D,F/R PASSIVE ENCL,BK | 4211 | 3789.9 | [8 empty] | 656747207921 | Y | 311 |  |  | https://assetserver.net/_assets/_prop65/shortform cancerandreprod_midat.jpg | US-United States | Mounts & Racks | Racks |  |  | 0 | Application/Usage: Patch Panel | Application/Usage: LAN Switch | Application/Usage: Server | Form Factor: Floor Standing | Product Color: Black Powder Coat | 42.000 x 31.000 x 91.000 | <p>The SNE Series Digital is configured for digital (IP based) security systems consisting of high-density cabling, network equipment, and servers. Optional Tool-Free Lever Lock&trade; system accommodates small devices including encoders, power supplies, and Access Control Systems. Fully configured Security Network Enclosure with passive ventilation for data centers o 70% open area vented front door o Pair of split flush mount locking side panels o 2 pair of adjustable cage-nut rackrail (including 6mm hardware) o Lever Lock&trade; compatible (accepts all Lever Lock&trade; vertical 21" accessories) o 24" width o 36" overall depth o 45 rackspace o 100 6mm cage-nuts/rack screws included SNE Series Digital with passive cooling (front to rear) 70% open area split rear door Solid top with brush cable pass-through</p> <ul> <li>Lever Lock&trade; compatible (accepts all 21" vertical accessories)</li> <li>UTL/ETL listed and seismic certified</li> <li>Configured for passive front-to-back cooling</li> <li>Includes 70% open front door and 70% open area split rear door</li> <li>Includes solid top with brush cable pass-through</li> <li>Includes 2 pair of adjustable cage-nut rackrail</li> <li>Includes 100 6mm cage nuts and rack screws</li> <li>Includes 4 leveling feet</li> <li>Includes 4 casters</li> </ul>
Racks | Middle Atlantic | SNE24D-4542-P1 | 24"W,45SP,42"D CONFIG D,F/R PASSIVE ENCL,BK | 4484 | 4035.6 | [8 empty] | 656747207976 | Y | 330 |  |  | https://assetserver.net/_assets/_prop65/shortform cancerandreprod_midat.jpg | US-United States | Mounts & Racks | Racks |  |  | 0 | Application/Usage: Server | Application/Usage: LAN Switch | Application/Usage: Patch Panel | Form Factor: Floor Standing | Product Color: Black Powder Coat | 48.000 x 31.000 x 91.000 | <p>The SNE Series Digital is configured for digital (IP based) security systems consisting of high-density cabling, network equipment, and servers. Optional Tool-Free Lever Lock&trade; system accommodates small devices including encoders, power supplies, and Access Control Systems. Fully configured Security Network Enclosure with passive ventilation for data centers o 70% open area vented front door o Pair of split flush mount locking side panels o 2 pair of adjustable cage-nut rackrail (including 6mm hardware) o Lever Lock&trade; compatible (accepts all Lever Lock&trade; vertical 21" accessories) o 24" width o 42" overall depth o 45 rackspace o 100 6mm cage-nuts/rack screws included SNE Series Digital with passive cooling (front to rear) 70% open area split rear door Solid top with brush cable pass-through</p> <ul> <li>Lever Lock&trade; compatible (accepts all 21" vertical accessories)</li> <li>Configured for passive front-to-back cooling</li> <li>Includes 70% open front door and 70% open area split rear door</li> <li>Includes solid top with brush cable pass-through</li> <li>Includes pair of split flush mount locking side panels</li> <li>UTL/ETL listed and seismic certified</li> <li>Includes 2 pair of adjustable cage-nut rackrail</li> <li>Includes 100 6mm cage nuts and rack screws</li> <li>Includes 4 leveling feet</li> <li>Includes 4 casters</li> </ul>
Racks | Middle Atlantic | SNE24D-4548-P1 | 24"W,45SP,48"D CONFIG D,F/R PASSIVE ENCL,BK | 4869 | 4382.1 | [8 empty] | 656747208027 | Y | 354 |  |  | https://assetserver.net/_assets/_prop65/shortform cancerandreprod_midat.jpg | US-United States | Mounts & Racks | Racks |  |  | 0 | Application/Usage: Server | Application/Usage: LAN Switch | Application/Usage: Patch Panel | Form Factor: Floor Standing | Product Color: Black Powder Coat | 54.000 x 31.000 x 91.000 | <p>The SNE Series Digital is configured for digital (IP based) security systems consisting of high-density cabling, network equipment, and servers. Optional Tool-Free Lever Lock&trade; system accommodates small devices including encoders, power supplies, and Access Control Systems. Fully configured Security Network Enclosure with passive ventilation for data centers o 70% open area vented front door o Pair of split flush mount locking side panels o 2 pair of adjustable cage-nut rackrail (including 6mm hardware) o Lever Lock&trade; compatible (accepts all Lever Lock&trade; vertical 21" accessories) o 24" width o 48" overall depth o 45 rackspace o 100 6mm cage-nuts/rack screws included SNE Series Digital with passive cooling (front to rear) 70% open area split rear door Solid top with brush cable pass-through</p> <ul> <li>Lever Lock&trade; compatible (accepts all 21" vertical accessories)</li> <li>Configured for passive front-to-back cooling</li> <li>Includes 70% open front door and 70% open area split rear door</li> <li>Includes solid top with brush cable pass-through</li> <li>UTL/ETL listed and seismic certified</li> <li>Includes pair of split flush mount locking side panels</li> <li>Includes 2 pair of adjustable cage-nut rackrail</li> <li>Includes 100 6mm cage nuts and rack screws</li> <li>Includes 4 leveling feet</li> <li>Includes 4 casters</li> </ul>
Racks | Middle Atlantic | SNE24H-4536-A1 | 24"W,45SP,36"D CONFIG H,TOP ACTIVE ENCL,BK | 6240 | 5616 | [8 empty] | 656747207952 | Y | 355 |  |  | https://assetserver.net/_assets/_prop65/shortform cancerandreprod_midat.jpg | US-United States | Mounts & Racks | Racks |  |  | 0 | Rack Type: Enclosed Cabinet | Application/Usage: Patch Panel | Application/Usage: LAN Switch | Application/Usage: Server | Features: Casters | 42.000 x 32.000 x 90.000 | The SNE Series Hybrid is configured for hybrid security systems consisting of a mix of analog and digital equipment and cabling. Accommodates small devices including encoders, power supplies and Access Control Systems on the patented Zero-U Tool-Free Lever Lock&trade; system. <br /> <ul> <li>Fully configured Security Network Enclosure with active ventilation for equipment rooms</li> <li>70% open area vented front door Pair of split flush mount locking side panels</li> <li>(2) vertical 10" wide Lever Lock&trade; accessory mounting plate</li> <li>(1) 6" wide vertical wire grid lace</li> </ul>
Racks | Middle Atlantic | SNE24H-4536-A2 | 24"W,45SP,36"D CONFIG H,F/R ACTIVE ENCL,BK | 6581 | 5922.9 | [8 empty] | 656747207969 | Y | 355 |  |  | https://assetserver.net/_assets/_prop65/shortform cancerandreprod_midat.jpg | US-United States | Mounts & Racks | Racks |  |  | 0 | Application/Usage: Patch Panel | Application/Usage: LAN Switch | Form Factor: Floor Standing | Product Color: Black Powder Coat | Product Material: Steel | 42.000 x 31.000 x 92.000 | <p>The SNE Series Hybrid is configured for hybrid security systems consisting of a mix of analog and digital equipment and cabling. Accommodates small devices including encoders, power supplies and access control systems on the patented Zero-U Tool-Free Lever Lock&trade; system. Fully configured Security Network Enclosure w/active ventilation for equipment rooms o 70% open area vented front door o Pair of split flush mount locking side panels o (2) vertical 10" wide Lever Lock&trade; accessory mounting plate o (1) 6" wide vertical wire grid lace o 24" width o 36" overall depth o 45 rackspace o 2 pair of tapped 10-32 adjustable rail o 4 space cage-nut adapter (pair) SNE Series Hybrid with Rear Active Ventilation Solid split rear door with (8) 6" fans for a total of 1,760 CFM active ventilation; Solid top Optional proportional speed fan controller (FC-CFRD)</p> <ul> <li>Lever Lock&trade; compatible</li> <li>UTL/ETL listed and seismic certified</li> <li>Includes 2 vertical 10" wide Lever Lock accessory mounting plates</li> <li>Configured for rear active ventilation</li> <li>Includes 1,760 CFM split fan rear door (eight 6" fans, expandable)</li> <li>Optional proportional door fan controller (FC-CFRD, not included)</li> <li>Includes 70% open front door and solid top</li> <li>Includes one piece of 6" wide vertical wire grid lace</li> <li>Includes pair of split flush mount locking side panels</li> <li>Includes 2 pair of adjustable 10-32 tapped rackrail</li> <li>Includes four-space cage-nut adaptor (pair)</li> <li>Includes 4 leveling feet</li> <li>Includes 4 casters</li> </ul>
Racks | Middle Atlantic | SNE24H-4542-A1 | 24"W,45SP,42"D CONFIG H,TOP ACTIVE ENCL,BK | 6592 | 5932.8 | [8 empty] | 656747208003 | Y | 374 |  |  | https://assetserver.net/_assets/_prop65/shortform cancerandreprod_midat.jpg | US-United States | Mounts & Racks | Racks |  |  | 0 | Rack Type: Enclosed Cabinet | Application/Usage: Patch Panel | Application/Usage: LAN Switch | Application/Usage: A/V Equipment | Application/Usage: Video Encoder | 47.000 x 31.000 x 91.000
Racks | Middle Atlantic | SNE24H-4542-A2 | 24"W,45SP,42"D CONFIG H,F/R ACTIVE ENCL,BK | 6934 | 6240.6 | [8 empty] | 656747208010 | Y | 381 |  |  | https://assetserver.net/_assets/_prop65/shortform cancerandreprod_midat.jpg | US-United States | Mounts & Racks | Racks |  |  | 0 | Application/Usage: Patch Panel | Application/Usage: LAN Switch | Application/Usage: Server | Form Factor: Floor Standing | Product Color: Black Powder Coat | 47.000 x 31.000 x 91.000 | <p>The SNE Series Hybrid is configured for hybrid security systems consisting of a mix of analog and digital equipment and cabling. Accommodates small devices including encoders, power supplies and access control systems on the patented Zero-U Tool-Free Lever Lock&trade; system. Fully configured Security Network Enclosure w/active ventilation for equipment rooms o 70% open area vented front door o Pair of split flush mount locking side panels o (2) vertical 10" wide Lever Lock&trade; accessory mounting plate o (1) 6" wide vertical wire grid lace o 24" width o 42" overall depth o 45 rackspace o 2 pair of tapped 10-32 adjustable rail o 4 space cage-nut adapter (pair) SNE Series Hybrid with Rear Active Ventilation Solid split rear door with (8) 6" fans for a total of 1,760 CFM active ventilation; Solid top Optional proportional speed fan controller (FC-CFRD)</p> <ul> <li>Lever Lock&trade; compatible</li> <li>UTL/ETL listed and seismic certified</li> <li>Includes 2 vertical 10" wide Lever Lock accessory mounting plates</li> <li>Configured for rear active ventilation</li> <li>Includes 1,760 CFM split fan rear door (eight 6" fans, expandable)</li> <li>Optional proportional door fan controller (FC-CFRD, not included)</li> <li>Includes 70% open front door and solid top</li> <li>Includes one piece of 6" wide vertical wire grid lace</li> <li>Includes pair of split flush mount locking side panels</li> <li>Includes 2 pair of adjustable 10-32 tapped rackrail</li> <li>Includes four-space cage-nut adaptor (pair)</li> <li>Includes 4 leveling feet</li> <li>Includes 4 casters</li> </ul>
Racks | Middle Atlantic | SNE24-PRO-RR24 | SNE24"W PR OF 24RU,PROLIANT RAIL | 316 | 284.4 | [8 empty] | 656747233043 | Y | 16 |  |  | https://assetserver.net/_assets/_prop65/shortform cancerandreprod_midat.jpg | US-United States | Mounts & Racks | Racks |  |  | 0 | Form Factor: Rack-mountable | Product Color: Black Powder Coat | Product Material: Steel | Height: 42.1" | Width: 2.7" | 46.000 x 5.500 x 5.500
Racks | Middle Atlantic | SNE24-PRO-RR42 | SNE24"W PR OF 42RU,PROLIANT RAIL | 380 | 342 | [8 empty] | 656747233104 | Y | 24 |  |  | https://assetserver.net/_assets/_prop65/shortform cancerandreprod_midat.jpg | US-United States | Mounts & Racks | Racks |  |  | 0 | Form Factor: Rack-mountable | Product Color: Black Powder Coat | Product Material: Steel | Height: 73.5" | Rack Height: 42U | 77.600 x 5.500 x 5.500
Racks | Middle Atlantic | SNE24-PRO-RR45 | SNE24"W PR OF 45RU,PROLIANT RAIL | 386 | 347.4 | [8 empty] | 656747219788 | Y | 10 |  |  | https://assetserver.net/_assets/_prop65/shortform cancerandreprod_midat.jpg | US-United States | Mounts & Racks | Racks |  |  | 0 | Form Factor: Rack-mountable | Product Color: Black Powder Coat | Product Material: Steel | Height: 78.8" | Width: 2.7" | 90.000 x 5.000 x 5.000
Racks | Middle Atlantic | SNE24-Z4 | SEISMIC FLOOR ANCHOR BRACKETS,24"W SNE SERIES | 372 | 334.8 | [8 empty] | 656747223631 | Y | 4.95 |  |  | https://assetserver.net/_assets/_prop65/shortform cancerandreprod_midat.jpg | US-United States | Mounts & Racks | Racks |  |  | 0 | Device Supported: Rack | Width: 24" | Compatibility: <p>Middle Atlantic 24 Inch Wide SNE Rack</p> | Environmentally Friendly: Yes | Environmental Certification: GREENGUARD | 4.000 x 2.500 x 18.500
Racks | Middle Atlantic | SNE30D-4536-P1 | 30"W,45SP,36"D CONFIG D,F/R PASSIVE ENCL,BK | 4916 | 4424.4 | [8 empty] | 656747208461 | Y | 334 |  |  | https://assetserver.net/_assets/_prop65/shortform cancerandreprod_midat.jpg | US-United States | Mounts & Racks | Racks |  |  | 0 | Application/Usage: Server | Application/Usage: LAN Switch | Application/Usage: Patch Panel | Form Factor: Floor Standing | Product Color: Black Powder Coat | 42.000 x 33.000 x 91.000 | <p>The SNE Series Digital is configured for digital (IP based) security systems consisting of high-density cabling, network equipment, and servers. Optional Tool-Free Lever Lock&trade; system accommodates small devices including encoders, power supplies, and Access Control Systems. Fully configured Security Network Enclosure with passive ventilation for data centers o 70% open area vented front door o Pair of split flush mount locking side panels o 2 pair of adjustable cage-nut rackrail (including 6mm hardware) o Lever Lock&trade; compatible (accepts all Lever Lock&trade; vertical 21" accessories) o 30" width o 36" overall depth o 45 rackspace o 100 6mm cage-nuts/rack screws included SNE Series Digital with passive cooling (front to rear) 70% open area split rear door Solid top with brush cable pass-through</p> <ul> <li>Lever Lock&trade; compatible (accepts all 21" vertical accessories)</li> <li>Configured for passive front-to-back cooling</li> <li>UTL/ETL listed and seismic certified</li> <li>Includes 70% open front door and 70% open area split rear door</li> <li>Includes solid top with brush cable pass-through</li> <li>Includes 2 pair of adjustable cage-nut rackrail</li> <li>Includes 100 6mm cage nuts and rack screws</li> <li>Includes 4 leveling feet</li> <li>Includes 4 casters</li> </ul>
Racks | Middle Atlantic | SNE30D-4542-P1 | 30"W,45SP,42"D CONFIG D,F/R PASSIVE ENCL,BK | 5201 | 4680.9 | [8 empty] | 656747208515 | Y | 357 |  |  | https://assetserver.net/_assets/_prop65/shortform cancerandreprod_midat.jpg | US-United States | Mounts & Racks | Racks |  |  | 0 | Application/Usage: Server | Application/Usage: LAN Switch | Application/Usage: Patch Panel | Form Factor: Floor Standing | Product Color: Black Powder Coat | 48.000 x 31.000 x 91.000 | <p>The SNE Series Digital is configured for digital (IP based) security systems consisting of high-density cabling, network equipment, and servers. Optional Tool-Free Lever Lock&trade; system accommodates small devices including encoders, power supplies, and Access Control Systems. Fully configured Security Network Enclosure with passive ventilation for data centers o 70% open area vented front door o Pair of split flush mount locking side panels o 2 pair of adjustable cage-nut rackrail (including 6mm hardware) o Lever Lock&trade; compatible (accepts all Lever Lock&trade; vertical 21" accessories) o 30" width o 42" overall depth o 45 rackspace o 100 6mm cage-nuts/rack screws included SNE Series Digital with passive cooling (front to rear) 70% open area split rear door Solid top with brush cable pass-through</p> <ul> <li>Lever Lock&trade; compatible (accepts all 21" vertical accessories)</li> <li>Configured for passive front-to-back cooling</li> <li>Includes 70% open front door and 70% open area split rear door</li> <li>Includes solid top with brush cable pass-through</li> <li>Includes pair of split flush mount locking side panels</li> <li>UTL/ETL listed and seismic certified</li> <li>Includes 2 pair of adjustable cage-nut rackrail</li> <li>Includes 100 6mm cage nuts and rack screws</li> <li>Includes 4 leveling feet</li> <li>Includes 4 casters</li> </ul>
Racks | Middle Atlantic | SNE30-FAD-PM-42 | FRT AIR DAM/1SP Z-U PNL,PR L/R,SNE 30"W,42SP | 232 | 208.8 | [8 empty] | 656747208690 | Y | 14 |  |  | https://assetserver.net/_assets/_prop65/shortform cancerandreprod_midat.jpg | US-United States | Mounts & Racks | Racks |  |  | 0 | Product Color: Black Powder Coat | Product Material: Steel | Compatible Rack Height: 42U | Height: 35" | Width: 3.8" | 47.000 x 6.000 x 4.000 | <p>Front-Air Dam/Zero-U Panel Mount. Save rackspace when mounting patch panels and other connectivity devices.</p> <ul> <li>Controls air flow at front of wider racks</li> <li>Includes knockout for mounting standard patch panels and connectivity</li> <li>Steel construction with black powder coat finish</li> </ul>
Racks | Middle Atlantic | SNE30-FAD-PM-45 | FRT AIR DAM/1SP Z-U PNL,PR L/R,SNE 30"W,45SP | 236 | 212.4 | [8 empty] | 656747208706 | Y | 15 |  |  | https://assetserver.net/_assets/_prop65/shortform cancerandreprod_midat.jpg | US-United States | Mounts & Racks | Racks |  |  | 0 | Product Color: Black Powder Coat | Product Material: Steel | Compatible Rack Height: 45U | Height: 40.3" | Width: 3.8" | 47.000 x 6.000 x 4.000 | <p>Front-Air Dam/Zero-U Panel Mount. Save rackspace when mounting patch panels and other connectivity devices.</p> <ul> <li>Controls air flow at front of wider racks</li> <li>Includes knockout for mounting standard patch panels and connectivity</li> <li>Steel construction with black powder coat finish</li> </ul>
Racks | Middle Atlantic | SNE30-PRO-RR45 | SNE30"W PR OF RU,PROLIANT RAIL | 496 | 446.4 | [8 empty] | 656747216862 | Y | 39.5 |  |  | https://assetserver.net/_assets/_prop65/shortform cancerandreprod_midat.jpg | US-United States | Mounts & Racks | Racks |  |  | 0 | Form Factor: Rack-mountable | Product Color: Black Powder Coat | Product Material: Steel | Height: 78.8" | Width: 5.7" | 82.800 x 5.500 x 5.500
Racks | Middle Atlantic | SNE30-Z4 | SEISMIC FLOOR ANCHOR BRACKETS,30"W SNE SERIES | 401 | 360.9 | [8 empty] | 656747223655 | Y | 6.3 |  |  | https://assetserver.net/_assets/_prop65/shortform cancerandreprod_midat.jpg | US-United States | Mounts & Racks | Racks |  |  | 0 | Device Supported: Rack | Width: 30" | Compatibility: <p>Middle Atlantic 30 Inch Wide SNE Rack</p> | Environmentally Friendly: Yes | Environmental Certification: GREENGUARD | 4.000 x 2.500 x 24.500
Racks | Middle Atlantic | SNE-42DUCT-4X6 | SNE 30"W,42U INNER DUCT,4"W X 6"D 1 PC | 608 | 547.2 | [8 empty] | 656747266782 | Y | 18.3 |  |  | https://assetserver.net/_assets/_prop65/shortform cancerandreprod_midat.jpg | US-United States | Mounts & Racks | Racks |  |  | 0 | Cable Manager Type: Cable Duct | Product Color: Black Powder Coat | Product Material: Steel | Rack Height: 42U | Height: 70.50" | 6.000 x 7.500 x 72.000 | <p>SNE Series 30" wide 42 U (73 1/2") inner vertical cable management duct, 4" wide by 6" deep, 1 pc.</p>
Racks | Middle Atlantic | SNE-45DUCT-4X6 | SNE 30"W,45U INNER DUCT,4"W X 6"D 1 PC | 624 | 561.6 | [8 empty] | 656747266768 | Y | 17.3 | https://assetserver.net/_assets/middle atlantic/1000/sne45duct4x6.jpg |  | https://assetserver.net/_assets/_prop65/shortform cancerandreprod_midat.jpg | US-United States | Mounts & Racks | Racks |  |  | 0 | Cable Manager Type: Cable Duct | Product Color: Black Powder Coat | Product Material: Steel | Height: 75.57" | Depth: 6" | 6.000 x 7.500 x 82.000 | SNE Series 30-inch wide 45 U (78 3/4-inch) inner vertical cable management duct, 4-inch wide by 6-inch deep, 1 pc.
Racks | Middle Atlantic | SNE-CC-36LT | CABLE CHASE TOP FOR 36"DEEP SNE,LKO TOP | 130 | 117 | [8 empty] | 656747208614 | Y | 5.5 |  |  | https://assetserver.net/_assets/_prop65/shortform cancerandreprod_midat.jpg | US-United States | Mounts & Racks | Racks |  |  | 0 | Cable Manager Type: Cable Chase | Product Color: Black Powder Coat | Product Material: Steel | Environmentally Friendly: Yes | Environmental Certification: GREENGUARD | 37.750 x 7.250 x 4.000 | <p>Split Lift-Off Cable Chase 4.4" width gives room between cabinets for large cable bundles. All cable chases include customer installed key-lock for added security. Note: SNE-CC-xxLT (cable chase top) are required when using the lock</p> <ul> <li>4.4" width provides room between cabinets for cable bundles</li> <li>Steel construction with black powder coat finish</li> </ul>
Racks | Middle Atlantic | SNE-CC-42FB | LIFT-OFF CC FOR 42 SPACE SNE,FRONT AND BACK | 387 | 348.3 | [8 empty] | 656747208607 | Y | 21.3 |  |  | https://assetserver.net/_assets/_prop65/shortform cancerandreprod_midat.jpg | US-United States | Mounts & Racks | Racks |  |  | 0 | Cable Manager Type: Cable Chase | Product Color: Black Powder Coat | Product Material: Steel | Rack Height: 42U | Height: 38.99" | 4.500 x 12.500 x 5.250 | <p>Split Lift-Off Cable Chase 4.4" width gives room between cabinets for large cable bundles. All cable chases include customer installed key-lock for added security. Note: SNE-CC-xxLT (cable chase top) are required when using the lock</p> <ul> <li>4.4" width provides room between cabinets for cable bundles</li> <li>Includes customer-installed keylock (chase top is required for use)</li> <li>Steel construction with black powder coat finish</li> </ul>
Racks | Middle Atlantic | SNE-CC-42LT | CABLE CHASE TOP FOR 42"DEEP SNE,LKO TOP | 143 | 128.7 | [8 empty] | 656747208621 | Y | 6.6 |  |  | https://assetserver.net/_assets/_prop65/shortform cancerandreprod_midat.jpg | US-United States | Mounts & Racks | Racks |  |  | 0 | 4.4" width provides room between cabinets for cable bundles | Steel construction with black powder coat finish |  |  |  | 47.250 x 6.250 x 4.500 | <p>Cable chase top only; required for locking</p>
Racks | Middle Atlantic | SNE-CC-45FB | LIFT-OFF CC FOR 45 SPACE SNE,FRONT AND BACK | 406 | 365.4 | [8 empty] | 656747208591 | Y | 2.6 |  |  | https://assetserver.net/_assets/_prop65/shortform cancerandreprod_midat.jpg | US-United States | Mounts & Racks | Racks |  |  | 0 | Cable Manager Type: Cable Chase | Product Color: Black Powder Coat | Product Material: Steel | Rack Height: 45U | Height: 41.62" | 19.500 x 6.000 x 2.500 | <p>Split Lift-Off Cable Chase 4.4" width gives room between cabinets for large cable bundles. All cable chases include customer installed key-lock for added security. Note: SNE-CC-xxLT (cable chase top) are required when using the lock</p> <ul> <li>4.4" width provides room between cabinets for cable bundles</li> <li>Includes customer-installed keylock (chase top is required for use)</li> <li>Steel construction with black powder coat finish</li> </ul>
Racks | Middle Atlantic | SNE-CC-48LT | CABLE CHASE TOP FOR 48"DEEP SNE,LKO TOP | 160 | 144 | [8 empty] | 656747208638 | Y | 7.3 |  |  | https://assetserver.net/_assets/_prop65/shortform cancerandreprod_midat.jpg | US-United States | Mounts & Racks | Racks |  |  | 0 | Cable Manager Type: Cable Chase | Product Color: Black Powder Coat | Product Material: Steel | Height: 4.50" | Width: 43.76" | 47.250 x 6.250 x 4.500 | <p>Split Lift-Off Cable Chase 4.4" width gives room between cabinets for large cable bundles. All cable chases include customer installed key-lock for added security. Note: SNE-CC-xxLT (cable chase top) are required when using the lock</p> <ul> <li>4.4" width provides room between cabinets for cable bundles</li> <li>Steel construction with black powder coat finish</li> </ul>
Racks | Middle Atlantic | SNE-CCE12-4536 | SNE CABLE CHASE END,12"W,FITS 45U,36"D,BK | 1321 | 1188.9 | [8 empty] | 656747266874 | Y | 140 |  |  | https://assetserver.net/_assets/_prop65/shortform cancerandreprod_midat.jpg | US-United States | Mounts & Racks | Racks |  |  | 0 | Cable Manager Type: Cable Chase | Product Color: Black Powder Coat | Product Material: Steel | Rack Height: 45U | Height: 83.33" | 36.000 x 32.000 x 84.000
Racks | Middle Atlantic | SNE-CCE12-4542 | SNE CABLE CHASE END,12"W,FITS 45U,42"D,BK | 1415 | 1273.5 | [8 empty] | 656747266881 | Y | 134 |  |  | https://assetserver.net/_assets/_prop65/shortform cancerandreprod_midat.jpg | US-United States | Mounts & Racks | Racks |  |  | 0 | Cable Manager Type: Cable Chase | Product Color: Black Powder Coat | Product Material: Steel | Rack Height: 45U | Height: 83.33" | 46.000 x 30.000 x 89.000
Racks | Middle Atlantic | SNE-CCE12-4548 | SNE CABLE CHASE END,12"W,FITS 45U,48"D,BK | 1506 | 1355.4 | [8 empty] | 656747266898 | Y | 110 |  |  | https://assetserver.net/_assets/_prop65/shortform cancerandreprod_midat.jpg | US-United States | Mounts & Racks | Racks |  |  | 0 | Cable Manager Type: Cable Chase | Product Color: Black Powder Coat | Product Material: Steel | Rack Height: 45U | Height: 83.33" | 45.620 x 12.000 x 83.330 | <p>SNE Series Cable Chase for end of bay, 12" wide, fits 45 U, 48" deep, black finish</p>
Racks | Middle Atlantic | SNE-CN-ADP4 | 4SP CAGE-NUT ADAPTER | 59 | 53.1 | [8 empty] | 656747208775 | Y | 1 |  |  | https://assetserver.net/_assets/_prop65/shortform cancerandreprod_midat.jpg | US-United States | Mounts & Racks | Racks |  |  | 0 | Fastener Type: Cage Nut
Racks | Middle Atlantic | SNE-IVCMF-24 | 23SP,VERT 4"PLASTIC FINGER,1 SIDE,FOR SNE | 147 | 132.3 | [8 empty] | 656747208782 | Y | 1.7 |  |  | https://assetserver.net/_assets/_prop65/shortform cancerandreprod_midat.jpg | US-United States | Mounts & Racks | Racks |  |  | 0 | Cable Manager Type: Vertical Cable Finger | Product Material: Plastic | Height: 40.25" | Width: 0.50" | Depth: 5.38" | 19.500 x 6.000 x 2.500 | <p>23 SPACE / 77" HEIGHT, VERTICAL 4" PLASTIC FINGER, WITH HARDWARE, ONE SIDE, FOR SNE SERIES</p>
Racks | Middle Atlantic | SNE-IVCMF-42 | 41SP,VERT 4" PLASTIC FINGER,1 SIDE,FOR SNE | 184 | 165.6 | [8 empty] | 656747208799 | Y | 3 |  |  | https://assetserver.net/_assets/_prop65/shortform cancerandreprod_midat.jpg | US-United States | Mounts & Racks | Racks |  |  | 0 | Cable Manager Type: Vertical Cable Finger | Product Material: Plastic | Rack Height: 42U | Height: 71.75" | Width: 0.50" | 19.750 x 6.000 x 2.750 | <p>41 SPACE / 71 3/4" HEIGHT, VERTICAL 4" PLASTIC FINGER, WITH HARDWARE, ONE SIDE, FOR SNE SERIE</p>
Racks | Middle Atlantic | SNE-IVCMF-45 | 44SP,VERT 4"PLASTIC FINGER,1SIDE,FOR SNE | 193 | 173.7 | [8 empty] | 656747208805 | Y | 2.7 |  |  | https://assetserver.net/_assets/_prop65/shortform cancerandreprod_midat.jpg | US-United States | Mounts & Racks | Racks |  |  | 0 | Cable Manager Type: Vertical Cable Finger | Rack Height: 45U | Height: 77" | Width: 0.50" | Depth: 5.38" | 20.000 x 6.000 x 2.500
Racks | Middle Atlantic | SNE-SPN-2436 | SNE PR OF SIDE PANELS,24UX36"D,BK | 684 | 615.6 | [8 empty] | 656747232299 | Y | 32.8 |  |  | https://assetserver.net/_assets/_prop65/shortform cancerandreprod_midat.jpg | US-United States | Mounts & Racks | Racks |  |  | 0 | Product Color: Black Powder Coat | Product Material: Steel | Compatible Rack Height: 24U | Height: 35.4" | Width: 27" | 41.000 x 29.000 x 4.000
Racks | Middle Atlantic | SNE-SPN-2442 | SNE PR OF SIDE PANELS,24UX42"D,BK | 744 | 669.6 | [8 empty] | 656747232329 | Y | 38.6 |  |  | https://assetserver.net/_assets/_prop65/shortform cancerandreprod_midat.jpg | US-United States | Mounts & Racks | Racks |  |  | 0 | Product Color: Black Powder Coat | Product Material: Steel | Compatible Rack Height: 24U | Height: 48.1" | Width: 41.5" | 40.000 x 36.000 x 4.000
Racks | Middle Atlantic | SNE-SPN-4242 | SNE PR OF SIDE PANELS,42UX42"D,BK | 768 | 691.2 | [8 empty] | 656747232381 | Y | 67.3 |  |  | https://assetserver.net/_assets/_prop65/shortform cancerandreprod_midat.jpg | US-United States | Mounts & Racks | Racks |  |  | 0 | Product Color: Black Powder Coat | Product Material: Steel | Compatible Rack Height: 42U | Height: 79.6" | Width: 41.5" | 40.000 x 36.000 x 8.000
Racks | Middle Atlantic | SNE-SPN-4536 | PR OF SIDE PANELS FOR SNE 45UX36D | 768 | 691.2 | [8 empty] | 656747232442 | Y | 60.6 |  |  | https://assetserver.net/_assets/_prop65/shortform cancerandreprod_midat.jpg | US-United States | Mounts & Racks | Racks |  |  | 0 | Compatible Rack Height: 45U | Height: 72.1" | Width: 27" | Depth: 1.2" | Compatibility: <p>45RU x 36" Deep SNE Series Rack</p> | 40.000 x 30.000 x 8.000
Racks | Middle Atlantic | SNE-SPN-4542 | PR OF SIDE PANELS FOR SNE 45UX42"D | 838 | 754.2 | [8 empty] | 656747232473 | Y | 72.1 |  |  | https://assetserver.net/_assets/_prop65/shortform cancerandreprod_midat.jpg | US-United States | Mounts & Racks | Racks |  |  | 0 | Product Color: Black | Compatible Rack Height: 45U | Depth: 42" | Compatibility: SNE Series Racks | Environmentally Friendly: Yes | 40.000 x 36.000 x 8.000
Racks | Middle Atlantic | SNE-SPN-4548 | PR OF SIDE PANELS FOR SNE 45UX48"D | 907 | 816.3 | [8 empty] | 656747219689 | Y | 83.7 |  |  | https://assetserver.net/_assets/_prop65/shortform cancerandreprod_midat.jpg | US-United States | Mounts & Racks | Racks |  |  | 0 | Compatible Rack Height: 45U | Width: 48" |  |  |  | 44.000 x 38.000 x 8.000
Racks | Middle Atlantic | SNE-TCB-36 | TOP OPT BRKT,RK TO RK CABLING,SNE 36"D | 78 | 70.2 | [8 empty] | 656747208713 | Y | 23 |  |  | https://assetserver.net/_assets/_prop65/shortform cancerandreprod_midat.jpg | US-United States | Mounts & Racks | Racks |  |  | 0 | Cable Manager Type: Cable Bracket | Product Color: Black Powder Coat | Product Material: Steel | Height: 2.25" | Width: 27" | 47.500 x 6.000 x 4.000 | <p>Bracket for Top Cable Pass-Through Enclosure To Enclosure. Provides ability to pass cables from enclosure to enclosure when ganged together.</p> <ul> <li>Allows cables to pass between ganged racks at top</li> <li>Steel construction, black powder coat finish</li> </ul>
Racks | Middle Atlantic | SNE-TCB-42 | TOP OPT BRKT,RK TO CABLING,SNE 42"DEEP | 81 | 72.9 | [8 empty] | 656747208720 | Y | 17 |  |  | https://assetserver.net/_assets/_prop65/shortform cancerandreprod_midat.jpg | US-United States | Mounts & Racks | Racks |  |  | 0 | Cable Manager Type: Cable Bracket | Product Color: Black Powder Coat | Product Material: Steel | Height: 2.25" | Width: 33" | 37.000 x 4.500 x 4.000 | <p>Bracket for Top Cable Pass-Through Enclosure To Enclosure. Provides ability to pass cables from enclosure to enclosure when ganged together.</p> <ul> <li>Allows cables to pass between ganged racks at top</li> <li>Steel construction, black powder coat finish</li> </ul>
Racks | Middle Atlantic | SNE-TCB-48 | TOP OPT BRKT,RK TO RK CABLING,SNE 48"DEEP | 88 | 79.2 | [8 empty] | 656747208737 | Y | 21 |  |  | https://assetserver.net/_assets/_prop65/shortform cancerandreprod_midat.jpg | US-United States | Mounts & Racks | Racks |  |  | 0 | Allows cables to pass between ganged racks at top | Steel construction, black powder coat finish |  |  |  | 42.500 x 6.000 x 4.000 | <p>Bracket for Top Cable Pass-Through Enclosure To Enclosure. Provides ability to pass cables from enclosure to enclosure when ganged together.</p>
Racks | Middle Atlantic | SNE-UVPB-4245-S | SNE,UNIV VERTICAL PB,42-45RU,3"WIDE | 150 | 135 | [8 empty] | 656747396038 | Y | 0 | https://assetserver.net/_assets/middle atlantic/1000/sneuvpb4245s.jpg | https://assetserver.net/_assets/middle atlantic/pdf/sneuvpb4245s-spec.pdf |  | US-United States of America | Mounts & Racks | Racks |  |  | 0 | Mounting flexibility front to back along the SNE rackrail bracket | Accepts any button mount style power strips (Legrand, Raritan, ServerTech, etc.) as well as the Select Series Vertical PDU with RackLink, PDT Series, PD Series and MPR Series | Durable flanged steel construction |  |  |  | The SNE Series Universal Vertical Power Mounting bracket accepts any button mount style power strips (Raritan, ServerTech, etc.) as well as our PDT Series, PD Series and MPR Series. Compliment with our Forward Vertical or Horizontal Cable Management products to neatly and efficiently manage all your power cords.
Racks | Middle Atlantic | SP-5-14 | SIDE PANELS FOR SLIM 5-14, PR. | 329 | 296.1 | [8 empty] | 656747021312 | Y | 42.5 |  |  | https://assetserver.net/_assets/_prop65/shortform cancerandreprod_midat.jpg | US | Mounts & Racks | Racks |  |  | 0 | Product Color: Black | Product Material: Steel | Depth: 20" | Compatibility: <p>Middle Atlantic Slim 5-14 Rack Enclosure</p> | Limited Warranty: Lifetime | 22.000 x 32.000 x 5.000 | Vented at top and bottom, the Slim 5 removable side panels are equipped with recessed lift handles and their own internal locking clips. Made from 16-gauge steel and finished in a durable black powder coat, each side panel adds 5/8-inch to the cabinet's overall width. Sold in pairs.
Racks | Middle Atlantic | SP-5-14-26 | SIDE PANELS FOR 5-14-26,PR | 454 | 408.6 | [8 empty] | 656747052620 | Y | 30 |  |  | https://assetserver.net/_assets/_prop65/shortform cancerandreprod_midat.jpg | MX | Mounts & Racks | Racks |  |  | 0 | Color Family: Black | Product Color: Black | Depth: 26" | Limited Warranty: Lifetime |  | 30.000 x 31.000 x 5.000 | Vented at top and bottom, the Slim 5 removable side panels are equipped with recessed lift handles and their own internal locking clips. Made from 16-gauge steel and finished in a durable black powder coat, each side panel adds 5/8-inch to the cabinet's overall width. Sold in pairs.
Racks | Middle Atlantic | SP-5-21 | SIDE PANELS FOR SLIM 5-21, PR. | 418 | 376.2 | [8 empty] | 656747021329 | Y | 32.58 |  |  | https://assetserver.net/_assets/_prop65/shortform cancerandreprod_midat.jpg | US-United States | Mounts & Racks | Racks |  |  | 0 | Product Color: Black | Product Material: Steel | Depth: 20" | Compatibility: <p>Middle Atlantic Slim 5-21 Rack Enclosure</p> | Limited Warranty: Lifetime | 44.000 x 21.750 x 5.500 | Vented at top and bottom, the Slim 5 removable side panels are equipped with recessed lift handles and their own internal locking clips. Made from 16-gauge steel and finished in a durable black powder coat, each side panel adds 5/8-inch to the cabinet's overall width. Sold in pairs.
Racks | Middle Atlantic | SP-5-21-26 | SIDE PANELS FOR 5-21-26,PR. | 571 | 513.9 | [8 empty] | 656747052644 | Y | 1 |  |  | https://assetserver.net/_assets/_prop65/shortform cancerandreprod_midat.jpg | US | Mounts & Racks | Racks |  |  | 0 | Product Color: Black | Product Material: Steel | Depth: 26" | Limited Warranty: Lifetime |  | 45.000 x 28.000 x 7.000 | <p>Vented at top and bottom, the Slim 5 removable side panels are equipped with recessed lift handles and their own internal locking clips. Made from 16-gauge steel and finished in a durable black powder coat, each side panel adds 5/8" to the cabinet's overall width. Sold in pairs.</p>
Racks | Middle Atlantic | SP-5-29 | SIDE PANELS FOR SLIM 5-29, PR. | 504 | 453.6 | [8 empty] | 656747021336 | Y | 42 |  |  | https://assetserver.net/_assets/_prop65/shortform cancerandreprod_midat.jpg | US | Mounts & Racks | Racks |  |  | 0 | Color Family: Black | Product Color: Black | Product Material: Steel | Compatible Rack Height: 29U | Height: 54.3" | 57.000 x 22.000 x 5.000 | Vented at top and bottom, the Slim 5 removable side panels are equipped with recessed lift handles and their own internal locking clips. Made from 16-gauge steel and finished in a durable black powder coat, each side panel adds 5/8-inch to the cabinet's overall width. Sold in pairs.
Racks | Middle Atlantic | SP-5-29-26 | SIDE PANELS FOR 5-29-26,PAIR | 688 | 619.2 | [8 empty] | 656747052668 | Y | 42.93 |  |  | https://assetserver.net/_assets/_prop65/shortform cancerandreprod_midat.jpg | US-United States | Mounts & Racks | Racks |  |  | 0 | Device Supported: Rack | Features: Lockable | Color Family: Black | Product Color: Black | Product Material: Steel | 31.000 x 56.000 x 5.000 | Vented at top and bottom, the Slim 5 removable side panels are equipped with recessed lift handles and their own internal locking clips. Made from 16-gauge steel and finished in a durable black powder coat, each side panel adds 5/8-inch to the cabinet's overall width. Sold in pairs.
Racks | Middle Atlantic | SP-5-37 | SIDE PANELS FOR SLIM 5-37, PR. | 602 | 541.8 | [8 empty] | 656747021343 | Y | 60 |  |  | https://assetserver.net/_assets/_prop65/shortform cancerandreprod_midat.jpg | US-United States | Mounts & Racks | Racks |  |  | 0 | Product Color: Black | Depth: 20" | Compatibility: <p>EIA Compliant</p> | Limited Warranty: Lifetime |  | 24.000 x 70.000 x 5.000 | Vented at top and bottom, the Slim 5 removable side panels are equipped with recessed lift handles and their own internal locking clips. Made from 16-gauge steel and finished in a durable black powder coat, each side panel adds 5/8-inch to the cabinet's overall width. Sold in pairs.
Racks | Middle Atlantic | SP-5-37-26 | SIDE PANELS FOR 5-37-26,PAIR | 819 | 737.1 | [8 empty] | 656747052682 | Y | 60 |  |  | https://assetserver.net/_assets/_prop65/shortform cancerandreprod_midat.jpg | US-United States | Mounts & Racks | Racks |  |  | 0 | Product Color: Black | Product Material: Steel | Depth: 26" | Compatibility: <p>Middle Atlantic Slim 5-37-26 Rack Enclosure</p> | Limited Warranty: Lifetime | 73.000 x 29.500 x 4.000 | Vented at top and bottom, the Slim 5 removable side panels are equipped with recessed lift handles and their own internal locking clips. Made from 16-gauge steel and finished in a durable black powder coat, each side panel adds 5/8-inch to the cabinet's overall width. Sold in pairs.
Racks | Middle Atlantic | SP-5-43 | SIDE PANELS FOR SLIM 5-43, PR. | 671 | 603.9 | [8 empty] | 656747021350 | Y | 68 |  |  | https://assetserver.net/_assets/_prop65/shortform cancerandreprod_midat.jpg | US-United States | Mounts & Racks | Racks |  |  | 0 | Product Color: Black | Depth: 20" | Compatibility: <p>EIA Compliant</p> | Limited Warranty: Lifetime |  | 80.000 x 24.000 x 5.000 | Vented at top and bottom, the Slim 5 removable side panels are equipped with recessed lift handles and their own internal locking clips. Made from 16-gauge steel and finished in a durable black powder coat, each side panel adds 5/8-inch to the cabinet's overall width. Sold in pairs.
Racks | Middle Atlantic | SP-5-43-26 | SIDE PANELS FOR 5-43-26,PAIR | 918 | 826.2 | [8 empty] | 656747052705 | N | 84 |  |  | https://assetserver.net/_assets/_prop65/shortform cancerandreprod_midat.jpg | US-United States | Mounts & Racks | Racks |  |  | 0 | Product Color: Black | Depth: 26" | Compatibility: <p>EIA</p> | Limited Warranty: Lifetime |  | 75.000 x 3.500 x 28.000 | Vented at top and bottom, the Slim 5 removable side panels are equipped with recessed lift handles and their own internal locking clips. Made from 16-gauge steel and finished in a durable black powder coat, each side panel adds 5/8-inch to the cabinet's overall width. Sold in pairs.
Racks | Middle Atlantic | SP-5-8 | SIDE PANELS FOR SLIM 5-8, PR. | 292 | 262.8 | [8 empty] | 656747021367 | Y | 17.11 |  |  | https://assetserver.net/_assets/_prop65/shortform cancerandreprod_midat.jpg | US-United States | Mounts & Racks | Racks |  |  | 0 | Product Color: Black | Product Material: Steel | Depth: 20" | Compatibility: <p>Middle Atlantic Slim 5-8 Rack Enclosure</p> | Limited Warranty: Lifetime | 23.000 x 22.000 x 6.000 | Vented at top and bottom, the Slim 5 removable side panels are equipped with recessed lift handles and their own internal locking clips. Made from 16-gauge steel and finished in a durable black powder coat, each side panel adds 5/8-inch to the cabinet's overall width. Sold in pairs.
Racks | Middle Atlantic | SP-5-8-26 | SIDE PANELS FOR 5-8-26,PAIR | 398 | 358.2 | [8 empty] | 656747052729 | Y | 20.9 |  |  | https://assetserver.net/_assets/_prop65/shortform cancerandreprod_midat.jpg | US-United States | Mounts & Racks | Racks |  |  | 0 | Color Family: Black | Product Color: Black | Product Material: Steel | Compatible Rack Height: 8U | Height: 17.5" | 28.000 x 21.000 x 5.000 | Vented at top and bottom, the Slim 5 removable side panels are equipped with recessed lift handles and their own internal locking clips. Made from 16-gauge steel and finished in a durable black powder coat, each side panel adds 5/8-inch to the cabinet's overall width. Sold in pairs.
Racks | Middle Atlantic | SPBIT | DRIVER BIT,SQUARE W/PIN | 28 | 25.2 | [8 empty] | 656747058042 | Y | 0.1 |  |  | https://assetserver.net/_assets/_prop65/shortform cancerandreprod_midat.jpg | TW | Mounts & Racks | Racks |  |  | 0 | Compatibility: <p>Middle Atlantic - HSK Guardian Series Security Screws</p> | Limited Warranty: 3 Year |  |  |  | 3.000 x 3.000 x 0.100 | The Middle Atlantic SPBIT is a specialized drive bit designed for use with HSK Guardian Series security screws. This drive ensures that HSK Guardian Series security screws can be easily and securely installed. The SPBIT is a high-quality and durable drive bit that is made to withstand frequent use, making it an excellent choice for those who need to install a large number of HSK Guardian Series screws. This drive bit is an essential tool for anyone working with HSK Guardian Series security screws and is designed to make the installation process as quick and efficient as possible.
Racks | Middle Atlantic | SPM-2 | 2SP SIDEWAYS PANEL MOUNT | 222 | 199.8 | [8 empty] | 656747021473 | Y | 20.46 | https://assetserver.net/_assets/middle atlantic/1000/spm2.jpg |  | https://assetserver.net/_assets/_prop65/shortform cancerandreprod_midat.jpg | US-United States | Mounts & Racks | Racks |  |  | 0 | [5 empty] | 24.000 x 23.000 x 6.000
Racks | Middle Atlantic | SPM-4 | 4SP SIDEWAYS PANEL MOUNT | 255 | 229.5 | [8 empty] | 656747021480 | Y | 22 |  |  | https://assetserver.net/_assets/_prop65/shortform cancerandreprod_midat.jpg | US-United States | Mounts & Racks | Racks |  |  | 0 | Form Factor: Wall Mountable | Product Color: Black Powder Coat | Product Material: Steel | Maximum Weight Capacity: 40 lb | Height: 7.4" | 24.000 x 23.000 x 8.000 | The SPM-4 is a low-profile sideways panel mount that allows you to mount hubs and other network components flat against the wall. It is also ideal for mounting components under tables and desks for commercial and classroom use. This wall mount enclosure features a single pair of high-quality heavy-gauge, 10-32 threaded rackrail that can be positioned in 3 locations to accommodate D-Ring cable managers. The all-steel sideways panel mount is ruggedly constructed, ensuring that it will provide reliable and long-lasting performance. The SPM-4 is equipped with abundant rear cable lacing points and includes a steel cover to protect and conceal equipment. The 10-32 threaded rackrail is adjustable to 3 positions, providing flexibility when installing your equipment. The SPM-4 also includes rack screws, making it easy to install your equipment. If you need a versatile and reliable sideways panel mount for your network components, the Middle Atlantic SPM-4 is an excellent choice.
Racks | Middle Atlantic | SPN-24-267 | PR BLK 24SP SDS FOR 26-27D RK | 684 | 615.6 | [8 empty] | 656747021497 | Y | 34.4 |  |  | https://assetserver.net/_assets/_prop65/shortform cancerandreprod_midat.jpg | US-United States | Mounts & Racks | Racks |  |  | 0 | Product Color: Black | Product Material: Steel | Compatible Rack Height: 24U | Compatibility: <p><b>Middle Atlantic Rack Series Enclosures:</b></p><ul><li>WRK</li><li>MRK</li><li>DRK</li><li>VRK</li><li>VMRK</li></ul> | Limited Warranty: Lifetime | 51.000 x 4.000 x 28.000 | Our SPN series side panels fit all WRK, MRK, VMRK and VRK, series enclosures. These side panels feature stylish beveled corners to match the aesthetics of the enclosure, easily lift on and off, and include an internal locking kit. Black textured powder coat finish. Sold in pairs.
Racks | Middle Atlantic | SPN-24-312 | PR BLK 24SP SDS FOR 31-32D RK | 928 | 835.2 | [8 empty] | 656747021510 | Y | 40 |  |  | https://assetserver.net/_assets/_prop65/shortform cancerandreprod_midat.jpg | US-United States | Mounts & Racks | Racks |  |  | 0 | Color Family: Black | Product Color: Black | Product Material: Steel | Compatible Rack Height: 24U | Compatibility: <p><b>Middle Atlantic Rack Series Enclosures:</b></p><ul><li>WRK</li><li>MRK</li><li>DRK</li><li>VRK</li><li>VMRK</li></ul> | 50.000 x 33.000 x 4.000 | Our SPN series side panels fit all WRK, MRK, VMRK and VRK, series enclosures. These side panels feature stylish beveled corners to match the aesthetics of the enclosure, easily lift on and off, and include an internal locking kit. Black textured powder coat finish. Sold in pairs.
Racks | Middle Atlantic | SPN-24-36 | PR BLK 24SP,36DP SIDE PANELS | 1061 | 954.9 | [8 empty] | 656747073069 | N | 81 |  |  | https://assetserver.net/_assets/_prop65/shortform cancerandreprod_midat.jpg | US | Mounts & Racks | Racks |  |  | 0 | Compatible Rack Height: 24U | Depth: 36" | Compatibility: Middle Atlantic WMRK Series Multi-Vendor Server Enclosure | Limited Warranty: Lifetime |  | 50.000 x 39.000 x 5.000 | Split side panels easily lift on and off and include an internal locking kit.
Racks | Middle Atlantic | SPN-24-42 | PR BLK 24SP,42D SIDE PANELS | 1174 | 1056.6 | [8 empty] | 656747099762 | Y | 91 |  |  | https://assetserver.net/_assets/_prop65/shortform cancerandreprod_midat.jpg | US-United States | Mounts & Racks | Racks |  |  | 0 | Compatible Rack Height: 24U | Depth: 42" | Compatibility: Middle Atlantic WMRK Series Multi-Vendor Server Enclosure | Limited Warranty: Lifetime |  | 46.000 x 50.000 x 5.000 | Split side panels easily lift on and off and include an internal locking kit.
Racks | Middle Atlantic | SPN-37-312 | PR BLK 37SP SDS FOR 31-32D RK | 1106 | 995.4 | [8 empty] | 656747021565 | Y | 57 |  |  | https://assetserver.net/_assets/_prop65/shortform cancerandreprod_midat.jpg | US-United States | Mounts & Racks | Racks |  |  | 0 | Device Supported: Rack | Features: Key Lock | Color Family: Black | Product Color: Black | Product Material: Steel | 38.000 x 34.000 x 5.000 | Our SPN series side panels fit all WRK, MRK, VMRK and VRK, series enclosures. These side panels feature stylish beveled corners to match the aesthetics of the enclosure, easily lift on and off, and include an internal locking kit. Black textured powder coat finish. Sold in pairs.
Racks | Middle Atlantic | SPN-40-267 | PR BLK 40SP SDS FOR 26-27D RK | 876 | 788.4 | [8 empty] | 656747021589 | Y | 52 |  |  | https://assetserver.net/_assets/_prop65/shortform cancerandreprod_midat.jpg | MX | Mounts & Racks | Racks |  |  | 0 | Product Color: Black | Product Material: Steel | Compatible Rack Height: 40U | Compatibility: <p><b>Middle Atlantic Rack Series Enclosures:</b></p><ul><li>WRK</li><li>MRK</li><li>DRK</li><li>VRK</li><li>VMRK</li></ul> | Limited Warranty: Lifetime | 40.000 x 26.000 x 5.000 | Our SPN series side panels fit all WRK, MRK, VMRK and VRK, series enclosures. These side panels feature stylish beveled corners to match the aesthetics of the enclosure, easily lift on and off, and include an internal locking kit. Black textured powder coat finish. Sold in pairs.
Racks | Middle Atlantic | SPN-40-312 | PR BLK 40SP SDS FOR 31-32D RK | 1194 | 1074.6 | [8 empty] | 656747021602 | Y | 61 |  |  | https://assetserver.net/_assets/_prop65/shortform cancerandreprod_midat.jpg | US-United States | Mounts & Racks | Racks |  |  | 0 | Color Family: Black | Product Color: Black | Product Material: Steel | Compatible Rack Height: 40U | Compatibility: <p><b>Middle Atlantic Rack Series Enclosures:</b></p><ul><li>WRK</li><li>MRK</li><li>DRK</li><li>VRK</li><li>VMRK</li></ul> | 41.000 x 34.000 x 5.000 | Our SPN series side panels fit all WRK, MRK, VMRK and VRK, series enclosures. These side panels feature stylish beveled corners to match the aesthetics of the enclosure, easily lift on and off, and include an internal locking kit. Black textured powder coat finish. Sold in pairs.
Racks | Middle Atlantic | SPN-40-36 | PAIR BLK 40SP/36D SIDE PANELS | 1334 | 1200.6 | [8 empty] | 656747071843 | Y | 67.1 |  |  | https://assetserver.net/_assets/_prop65/shortform cancerandreprod_midat.jpg | US-United States | Mounts & Racks | Racks |  |  | 0 | Product Color: Black | Product Material: Steel | Compatible Rack Height: 40U | Depth: 30" | Compatibility: <p>Middle Atlantic MRK-4036 Gangable Server Rack Enclosure</p> | 38.000 x 5.000 x 78.000 | Our SPN series side panels fit all WRK, MRK, VMRK and VRK, series enclosures. These side panels feature stylish beveled corners to match the aesthetics of the enclosure, easily lift on and off, and include an internal locking kit. Black textured powder coat finish. Sold in pairs.
Racks | Middle Atlantic | SPN-44-267 | PR BLK 44SP SDS FOR 26-27D RK | 928 | 835.2 | 3 | [5 empty] | 3 |  | 656747021633 | Y | 55 |  |  | https://assetserver.net/_assets/_prop65/shortform cancerandreprod_midat.jpg | US-United States | Mounts & Racks | Racks |  |  | 0 | Color Family: Black | Product Color: Black | Depth: 27" | Limited Warranty: Lifetime |  | 20.000 x 25.000 x 10.000 | Our SPN series side panels fit all WRK, MRK, VMRK and VRK, series enclosures. These side panels feature stylish beveled corners to match the aesthetics of the enclosure, easily lift on and off, and include an internal locking kit. Black textured powder coat finish. Sold in pairs.
Racks | Middle Atlantic | SPN-44-312 | PR BLK 44SP SDS FOR 31-32D RK | 1235 | 1111.5 | [8 empty] | 656747021657 | Y | 64 |  |  | https://assetserver.net/_assets/_prop65/shortform cancerandreprod_midat.jpg | US-United States | Mounts & Racks | Racks |  |  | 0 | Product Color: Black | Product Material: Steel | Compatible Rack Height: 44U | Height: 83.1" | Width: 30.9" | 45.500 x 33.750 x 5.000 | Solid steel panels with recessed lift handles and key lock; pair. Equipped with recessed lift handles for easy installation and removal. Includes optional user-installed key lock for security. Steel construction, black powder coat finish. Each side panel adds 5/8in to overall width. Sold in pairs (four half-height panels).
Racks | Middle Atlantic | SPN-44-36 | PR BLK 44SP, 36DP SIDE PANELS | 1373 | 1235.7 | [8 empty] | 656747033667 | N | 74 |  |  | https://assetserver.net/_assets/_prop65/shortform cancerandreprod_midat.jpg | US | Mounts & Racks | Racks |  |  | 0 | Color Family: Black | Product Color: Black | Product Material: Steel | Compatibility: <p><b>Middle Atlantic Rack Series Enclosures:</b></p><ul><li>MRK-4436</li><li>DRK19-44-36</li><li>VRK-44-36H</li></ul> | Limited Warranty: Lifetime | 39.000 x 5.000 x 45.000 | Our SPN series side panels fit all WRK, MRK, VMRK and VRK, series enclosures. These side panels feature stylish beveled corners to match the aesthetics of the enclosure, easily lift on and off, and include an internal locking kit. Black textured powder coat finish. Sold in pairs.
Racks | Middle Atlantic | SPNG-40-24 | 40SP,24DP GRK SIDE PANEL(PAIR) | 865 | 778.5 | [8 empty] | 656747095696 | Y | 57.39 |  |  | https://assetserver.net/_assets/_prop65/shortform cancerandreprod_midat.jpg | US-United States | Mounts & Racks | Racks |  |  | 0 | Compatible Rack Height: 40U | Depth: 24" | Compatibility: <p>GRK Series Racks:</p> <ul> <li>GRK-40-24LRD</li> <li>GRK-40-24HLRD</li> </ul> | Environmentally Friendly: Yes | Environmental Certification: GREENGUARD |  | <p>Pair Of Side Panels, Fits GRK-40-24LRD & GRK-40-24HLRD</p>
Racks | Middle Atlantic | SPNG-40-30 | 40SP,30DP GRK SIDE PANEL(PAIR) | 1151 | 1035.9 | [8 empty] | 656747095719 | Y | 71.22 |  |  | https://assetserver.net/_assets/_prop65/shortform cancerandreprod_midat.jpg | US-United States | Mounts & Racks | Racks |  |  | 0 | Compatible Rack Height: 40U | Depth: 30" | Compatibility: <p>GRK Series Racks:</p> <ul> <li>GRK-40-30LRD</li> <li>GRK-40-30HLRD</li> </ul> | Environmentally Friendly: Yes | Environmental Certification: GREENGUARD |  | <p>Pair Of Side Panels, Fits GRK-40-30LRD & GRK-40-30HLRD</p>
Racks | Middle Atlantic | SPNG-40-36 | 40SP,36D GRK SIDE PANEL(PAIR) | 1268 | 1141.2 | [8 empty] | 656747111259 | Y | 85.16 |  |  | https://assetserver.net/_assets/_prop65/shortform cancerandreprod_midat.jpg | US-United States | Mounts & Racks | Racks |  |  | 0 | Compatible Rack Height: 40U | Depth: 36" | Compatibility: <p>GRK Series Racks:</p> <ul> <li>GRK-40-36LRD</li> <li>GRK-40-36HLRD</li> </ul> | Environmentally Friendly: Yes | Environmental Certification: GREENGUARD | 16.000 x 10.000 x 4.000 | <p>Pair Of Side Panels, Fits GRK-40-36LRD & GRK-40-36HLRD</p>
Racks | Middle Atlantic | SPNG-40-42 | 40SP,42DP GRK SIDE PANEL(PAIR) | 1263 | 1136.7 | [9 empty] | Y | 99.4 |  |  | https://assetserver.net/_assets/_prop65/shortform cancerandreprod_midat.jpg | US-United States | Mounts & Racks | Racks |  |  | 0 | Compatible Rack Height: 40U | Depth: 42" | Compatibility: <p>GRK Series Racks:</p> <ul> <li>GRK-40-42LRD</li> <li>GRK-40-42HLRD</li> </ul> | Environmentally Friendly: Yes | Environmental Certification: GREENGUARD |  | <p>Pair Of Side Panels, Fits GRK-40-42LRD & GRK-40-42HLRD</p>
Racks | Middle Atlantic | SPNG-44-24 | 44SP,24"DP GRK SIDE PANEL(PAIR) | 928 | 835.2 | [8 empty] | 656747062766 | Y | 95 |  |  | https://assetserver.net/_assets/_prop65/shortform cancerandreprod_midat.jpg | US-United States | Mounts & Racks | Racks |  |  | 0
Racks | Middle Atlantic | SPNG-44-30 | 44SP,30"DP GRK SIDE PANEL(PAIR) | 1210 | 1089 | [8 empty] | 656747062759 | Y | 110 |  |  | https://assetserver.net/_assets/_prop65/shortform cancerandreprod_midat.jpg | US-United States | Mounts & Racks | Racks |  |  | 0 | Compatible Rack Height: 44U | Depth: 30" | Compatibility: <p>GRK Series Racks:</p> <ul> <li>GRK-44-30LRD</li> <li>GRK-44-30HLRD</li> </ul> | Environmentally Friendly: Yes | Environmental Certification: GREENGUARD |  | <p>Pair Of Side Panels, Fits GRK-44-30LRD & GRK-44-30HLRD</p>
Racks | Middle Atlantic | SPNG-44-36 | 44SP,36"DP GRK SIDE PANEL(PAIR) | 1335 | 1201.5 | [8 empty] | 656747062742 | Y | 120 |  |  | https://assetserver.net/_assets/_prop65/shortform cancerandreprod_midat.jpg | US-United States | Mounts & Racks | Racks |  |  | 0 | Compatible Rack Height: 44U | Depth: 36" | Compatibility: <p>GRK Series Racks:</p> <ul> <li>GRK-44-36LRD</li> <li>GRK-44-36HLRD</li> </ul> | Environmentally Friendly: Yes | Environmental Certification: GREENGUARD | 82.000 x 39.000 x 5.000 | <p>Pair Of Side Panels, Fits GRK-44-36LRD & GRK-44-36HLRD</p>
Racks | Middle Atlantic | SPNG-48-24 | 48SP,24D GRK SIDE PANEL(PAIR) | 921 | 828.9 | [8 empty] | 656747266355 | Y | 68.49 |  |  | https://assetserver.net/_assets/_prop65/shortform cancerandreprod_midat.jpg | US-United States | Mounts & Racks | Racks |  |  | 0 | Compatible Rack Height: 48U | Depth: 24" | Compatibility: <p>GRK Series Racks:</p> <ul> <li>GRK-48-24LRD</li> <li>GRK-48-24HLRD</li> </ul> | Environmentally Friendly: Yes | Environmental Certification: GREENGUARD | 85.000 x 38.000 x 5.000 | <p>Pair Of Side Panels, Fits GRK-48-24LRD & GRK-48-24HLRD</p> <p><b> </b></p>
Racks | Middle Atlantic | SPNG-48-30 | 48SP,30"DP GRK SIDE PANEL(PAIR) | 1274 | 1146.6 | 1 | 1 | [6 empty] | 656747062773 | N | 113 |  |  | https://assetserver.net/_assets/_prop65/shortform cancerandreprod_midat.jpg | US | Mounts & Racks | Racks |  |  | 0 | Compatible Rack Height: 48U | Depth: 30" | Compatibility: <p>GRK Series Racks:</p> <ul> <li>GRK-48-30LRD</li> <li>GRK-48-30HLRD</li> </ul> | Environmentally Friendly: Yes | Environmental Certification: GREENGUARD | 34.000 x 4.000 x 89.000 | <p>Pair Of Side Panels, Fits GRK-48-30LRD & GRK-48-30HLRD</p>
Racks | Middle Atlantic | SPNG-48-36 | 48SP,36"DP GRK SIDE PANEL(PAIR) | 1288 | 1159.2 | [8 empty] | 656747062919 | Y | 130 |  |  | https://assetserver.net/_assets/_prop65/shortform cancerandreprod_midat.jpg | US-United States | Mounts & Racks | Racks |  |  | 0 | Compatible Rack Height: 48U | Depth: 36" | Weight (Approximate): 130 lb | Compatibility: <p>GRK Series Racks:</p> <ul> <li>GRK-48-36LRD</li> <li>GRK-48-36HLRD</li> </ul> | Environmentally Friendly: Yes | 39.000 x 4.000 x 89.000 | <p>Pair Of Side Panels, Fits GRK-48-36LRD & GRK-48-36HLRD</p>
Racks | Middle Atlantic | SPN-R4-3824 | PAIR SIDES,4 POST RACK,38SP/24DP | 807 | 726.3 | [8 empty] | 656747094682 | Y | 140 |  |  | https://assetserver.net/_assets/_prop65/shortform cancerandreprod_midat.jpg | US-United States | Mounts & Racks | Racks |  |  | 0 | Product Color: Black | Product Material: Steel | Compatible Rack Height: 38U | Depth: 24" | Compatibility: <b>Middle Atlantic:</b><br><ul><li>R412 Series</li><li>R4CN Series</li></ul>
Racks | Middle Atlantic | SPN-R4-3830 | PAIR SIDES,4 POST RACK,38SP/30DP | 882 | 793.8 | [8 empty] | 656747094675 | Y | 144 |  |  | https://assetserver.net/_assets/_prop65/shortform cancerandreprod_midat.jpg | US-United States | Mounts & Racks | Racks |  |  | 0 | Equipped with recessed lift handles for easy installation and removal | Includes optional user-installed key lock for security | Steel construction, black powder coat finish | Each side panel adds 5/8" to overall width | Sold in pairs (four half-height panels)
Racks | Middle Atlantic | SPN-R4-5136 | PAIR SIDES,4 POST RACK,51SP/36DP | 1066 | 959.4 | [8 empty] | 656747094729 | Y | 168 |  |  | https://assetserver.net/_assets/_prop65/shortform cancerandreprod_midat.jpg | US-United States | Mounts & Racks | Racks |  |  | 0 | Product Color: Black | Product Material: Steel | Compatible Rack Height: 51U | Height: 95.1" | Width: 0.6"
Racks | Middle Atlantic | SPX-19 | SOCAPEX 19 PIN (1) PORT UCP PNL | 31 | 27.9 | [8 empty] | 656747021800 | Y | 0.4 |  |  | https://assetserver.net/_assets/_prop65/shortform cancerandreprod_midat.jpg | US-United States | Mounts & Racks | Racks |  |  | 0 | Product Color: Black | Height: 3.5" | Width: 3.4" | Compatibility: <b>Middle Atlantic Frames:<br></b><ul><li>FK2</li><li>FK4</li></ul> |  | 3.500 x 3.500 x 0.320
Racks | Middle Atlantic | SR-24-28 | 24SP/28D SWINGING WALL RACK | 2262 | 2035.8 | [8 empty] | 656747079146 | N | 189 | https://assetserver.net/_assets/middle atlantic/1000/sr2428.jpg |  | https://assetserver.net/_assets/_prop65/shortform cancerandreprod_midat.jpg | US | Mounts & Racks | Racks |  |  | 0 | [5 empty] | 56.000 x 35.000 x 95.000
Racks | Middle Atlantic | SR28-24-32 | 28"W,24SP,SWINGING WALL RACK,26"DEEP EQUIP | 2829 | 2546.1 | [8 empty] | 656747332913 | N | 269 | https://assetserver.net/_assets/middle atlantic/1000/sr282432.jpg |  | https://assetserver.net/_assets/_prop65/shortform cancerandreprod_midat.jpg | US | Mounts & Racks | Racks |  |  | 0 | Form Factor: Wall Mountable | Product Color: Black Powder Coat | Product Material: Steel | Static/Stationary Weight Capacity: 2000 lb | Height: 62.8" | 68.000 x 32.000 x 51.000 | <p>Enhancing the SR Series Wall Rack portfolio, the new, wider models provide ample room on either side of the cabinet for proper dressing, organization and management of high density cabling, improving cable integrity, thermal management and the overall aesthetics in the rack. The Wide SR Series Pivoting Wall Rack not only boasts a neat, organized look but maintains the same benefits of the existing line-high capacity for rackspace availability and weight of equipment much like a floor standing rack, but with the space saving benefits of wall mounted cabinets. The innovative design allows the rack to pivot open 90&deg; on a floor base to provide quick and convenient access to rear equipment connections without needing to leave an aisle behind the solution. Ideal for when that easy access is essential and for heavier installations that will connect to on-wall cabling or pull boxes, the Wide SR Series Wall Rack is a multi-application cabinet that allows mounting of AV, security, broadcast and data equipment in the same space for endless flexibility.</p> <ul> <li>Additional width allows ample room for high density cabling-providing neat aesthetics, improved thermal management, and greater signal integrity</li> <li>Pivots 90Âº on floor base to easily access rear equipment connections for more overall space savings than a full height, floor standing enclosure</li> <li>Installation ease with the patented Tool Free Quick-Mount&trade; system for center section mounting to the backpan</li> <li>"Bonus" 4 rackspaces in base for mounting a UPS or other equipment</li> <li>Additional 3 rackspaces at the top for patching and other small equipment mounting</li> <li>Industry's first seismic rated wall rack series, delivering tip and/or vibration resistance when its desired or required</li> </ul> <p><b>Standard Features:</b></p> <ul> <li>Standard, adjustable front 10-32 threaded rackrail with numbered spaces for built-in cable management</li> <li>4" plastic fingers available to help route your cables and reduce cable strain</li> <li>Flexible cable entry access at the top, bottom and sides of the rack with additional knockouts for electrical box and fans</li> <li>Sub plate allows mounting of 89D blocks and other connectivity accessories</li> <li>Options available to meet the needs of your installation requirements: <ul> <li>Corner mounting or side-by-side rack installation capability with the optional zero clearance latch</li> <li>Choices of plexi, solid, or vented doors available depending upon desired level of visibility and need for additional airflow</li> </ul> </li> <li>Up to 500lb UL load capacity rating and a 335lb Seismic load capacity rating</li> <li>Comes standard with front rackrail and plastic fingers. Additional rear rackrail and plastic fingers are available as options</li> </ul>
Racks | Middle Atlantic | SR28-46-32 | 28W,46SP,SWINGING WALL RACK,26"DEEP EQUIP | 3844 | 3459.6 | [8 empty] | 656747332906 | N | 269 | https://assetserver.net/_assets/middle atlantic/1000/sr284632.jpg |  | https://assetserver.net/_assets/_prop65/shortform cancerandreprod_midat.jpg | US | Mounts & Racks | Racks |  |  | 0 | Form Factor: Wall Mountable | Product Color: Black Powder Coat | Product Material: Steel | Static/Stationary Weight Capacity: 2000 lb | Height: 101.3" | 95.000 x 40.000 x 28.000 | <p>Enhancing the SR Series Wall Rack portfolio, the new, wider models provide ample room on either side of the cabinet for proper dressing, organization and management of high density cabling, improving cable integrity, thermal management and the overall aesthetics in the rack. The Wide SR Series Pivoting Wall Rack not only boasts a neat, organized look but maintains the same benefits of the existing line-high capacity for rackspace availability and weight of equipment much like a floor standing rack, but with the space saving benefits of wall mounted cabinets. The innovative design allows the rack to pivot open 90&deg; on a floor base to provide quick and convenient access to rear equipment connections without needing to leave an aisle behind the solution. Ideal for when that easy access is essential and for heavier installations that will connect to on-wall cabling or pull boxes, the Wide SR Series Wall Rack is a multi-application cabinet that allows mounting of AV, security, broadcast and data equipment in the same space for endless flexibility.</p> <ul> <li>Additional width allows ample room for high density cabling-providing neat aesthetics, improved thermal management, and greater signal integrity</li> <li>Pivots 90Âº on floor base to easily access rear equipment connections for more overall space savings than a full height, floor standing enclosure</li> <li>Installation ease with the patented Tool Free Quick-Mount&trade; system for center section mounting to the backpan</li> <li>"Bonus" 4 rackspaces in base for mounting a UPS or other equipment</li> <li>Additional 3 rackspaces at the top for patching and other small equipment mounting</li> <li>Industry's first seismic rated wall rack series, delivering tip and/or vibration resistance when its desired or required</li> </ul> <p><b>Standard Features:</b></p> <ul> <li>Standard, adjustable front 10-32 threaded rackrail with numbered spaces for built-in cable management</li> <li>4" plastic fingers available to help route your cables and reduce cable strain</li> <li>Flexible cable entry access at the top, bottom and sides of the rack with additional knockouts for electrical box and fans</li> <li>Sub plate allows mounting of 89D blocks and other connectivity accessories</li> <li>Options available to meet the needs of your installation requirements: <ul> <li>Corner mounting or side-by-side rack installation capability with the optional zero clearance latch</li> <li>Choices of plexi, solid, or vented doors available depending upon desired level of visibility and need for additional airflow</li> </ul> </li> <li>Up to 500lb UL load capacity rating and a 335lb Seismic load capacity rating</li> <li>Comes standard with front rackrail and plastic fingers. Additional rear rackrail and plastic fingers are available as options</li> </ul>
Racks | Middle Atlantic | SR28-IVCMF-24 | 24SP,VERT 4"FINGER,1 SIDE,FOR 28"WIDE SR | 140 | 126 | [8 empty] | 656747333033 | Y | 3 |  |  | https://assetserver.net/_assets/_prop65/shortform cancerandreprod_midat.jpg | US-United States | Mounts & Racks | Racks |  |  | 0 | Cable Manager Type: Vertical Cable Finger | Product Material: Plastic | Rack Height: 24U | Compatibility: <p>28" Wide SR Series Rack</p> |  | 22.500 x 7.500 x 5.000
Racks | Middle Atlantic | SR28-IVCMF-40 | 40SP,VERT 4"FINGER,1 SIDE,FOR 28"WIDE SR | 176 | 158.4 | [8 empty] | 656747333040 | Y | 3 |  |  | https://assetserver.net/_assets/_prop65/shortform cancerandreprod_midat.jpg | US-United States | Mounts & Racks | Racks |  |  | 0 | Cable Manager Type: Vertical Cable Finger | Product Material: Plastic | Rack Height: 40U | Compatibility: <p>28" Wide SR Series Rack</p> |  | 22.500 x 7.500 x 4.000
Racks | Middle Atlantic | SR28-IVCMF-46 | 46SP,VERT 4"FINGER,1 SIDE,FOR 28"WIDE SR | 197 | 177.3 | [8 empty] | 656747333057 | Y | 3 |  |  | https://assetserver.net/_assets/_prop65/shortform cancerandreprod_midat.jpg | US-United States | Mounts & Racks | Racks |  |  | 0 | Cable Manager Type: Vertical Cable Finger | Product Material: Plastic | Rack Height: 46U | Compatibility: <p>28" Wide SR Series Rack</p> |  | 22.500 x 7.500 x 5.000
Racks | Middle Atlantic | SR28-RR24 | 24 SPACE(42")28"WIDE SR SERIES RAIL KIT | 291 | 261.9 | [8 empty] | 656747333002 | Y | 21 |  |  | https://assetserver.net/_assets/_prop65/shortform cancerandreprod_midat.jpg | US-United States | Mounts & Racks | Racks |  |  | 0 | Form Factor: Rack-mountable | Rack Height: 24U |  |  |  | 47.000 x 7.000 x 5.000
Racks | Middle Atlantic | SR28-RR40 | 40 SPACE(70")28"WIDE SR SERIES RAIL KIT | 394 | 354.6 | [8 empty] | 656747333019 | Y | 34.5 |  |  | https://assetserver.net/_assets/_prop65/shortform cancerandreprod_midat.jpg | US | Mounts & Racks | Racks |  |  | 0 | Form Factor: Rack-mountable | Rack Height: 40U |  |  |  | 40.000 x 4.000 x 5.000
Racks | Middle Atlantic | SR28-RR46 | 46 SPACE(80-1/2")28"WIDE SR SERIES RAIL KIT | 440 | 396 | [8 empty] | 656747333026 | Y | 40 |  |  | https://assetserver.net/_assets/_prop65/shortform cancerandreprod_midat.jpg | US-United States | Mounts & Racks | Racks |  |  | 0 | Form Factor: Rack-mountable | Rack Height: 46U |  |  |  | 84.000 x 7.000 x 5.000
Racks | Middle Atlantic | SR-40-22 | 40SP/22D SWINGING WALLRACK | 2286 | 2057.4 | [8 empty] | 656747021817 | N | 218 | https://assetserver.net/_assets/middle atlantic/1000/sr4022.jpg |  | https://assetserver.net/_assets/_prop65/shortform cancerandreprod_midat.jpg | US | Mounts & Racks | Racks |  |  | 0 | Installation ease with the patented Tool Free Quick-Mount™; system for center section mounting to the backpan | “Bonus” 4 rackspaces in base for mounting a UPS or other equipment | Additional 3 rackspaces at the top for patching and other small equipment mounting | Center section rear channel accommodates optional slim power to save space | Industry’s first seismic rated wall rack series, delivering tip and/or vibration resistance when its desired or required | 56.000 x 35.000 x 95.000 | The SR Series Wall Mount Rack is now Forward and Lever Lock™ compatible providing maximum mounting capacity on and off the rail and a suite of tool-free accessories making rack installations 5Xs faster! The innovative design allows the rack to pivot open 90° on a floor base to provide quick and convenient access to rear equipment connections eliminating the need for an aisle behind the rack. Specify an SR Series enclosure when space savings is required for heavier installations that will connect to on-wall cabling or pull boxes, and when easy access to rear equipment connections is essential. Now equipped with the revolutionary Forward rackrail giving you the ability to use Forward blank panels, vent panels and horizontal cable management. Rear rackrail is optional. Now accept patented Lever Lock™ tool free and hardware free internal device and cable management system accessories in the center section and the backpan
Racks | Middle Atlantic | SR-40-28 | 40SP/28D SWINGING WALLRACK | 2656 | 2390.4 | [8 empty] | 656747040962 | N | 227 | https://assetserver.net/_assets/middle atlantic/1000/sr4028.jpg |  | https://assetserver.net/_assets/_prop65/shortform cancerandreprod_midat.jpg | US | Mounts & Racks | Racks |  |  | 0 | Now accept patented Lever Lock™ tool free and hardware free internal device and cable management system accessories in the center section and the backpan | Installation ease with the patented Tool Free Quick-Mount™; system for center section mounting to the backpan | “Bonus” 4 rackspaces in base for mounting a UPS or other equipment | Additional 3 rackspaces at the top for patching and other small equipment mounting | enter section rear channel accommodates optional slim power to save space | 80.000 x 32.000 x 90.000 | The innovative design allows the rack to pivot open 90° on a floor base to provide quick and convenient access to rear equipment connections eliminating the need for an aisle behind the rack. Specify an SR Series enclosure when space savings is required for heavier installations that will connect to on-wall cabling or pull boxes, and when easy access to rear equipment connections is essential.
Racks | Middle Atlantic | SR-40-32 | 40SP SWINGING WALL RACK,32" | 2954 | 2658.6 | [8 empty] | 656747069215 | N | 269 | https://assetserver.net/_assets/middle atlantic/1000/sr4032.jpg |  | https://assetserver.net/_assets/_prop65/shortform cancerandreprod_midat.jpg | US-United States | Mounts & Racks | Racks |  |  | 0 | Now accept patented Lever Lock™ tool free and hardware free internal device and cable management system accessories in the center section and the backpan | Installation ease with the patented Tool Free Quick-Mount™; system for center section mounting to the backpan | “Bonus” 4 rackspaces in base for mounting a UPS or other equipment | Additional 3 rackspaces at the top for patching and other small equipment mounting | enter section rear channel accommodates optional slim power to save space | 95.000 x 28.000 x 10.000 | The innovative design allows the rack to pivot open 90° on a floor base to provide quick and convenient access to rear equipment connections eliminating the need for an aisle behind the rack. Specify an SR Series enclosure when space savings is required for heavier installations that will connect to on-wall cabling or pull boxes, and when easy access to rear equipment connections is essential.
Racks | Middle Atlantic | SR-46-28 | 46SP SWINGING WALL RACK,28" | 2895 | 2605.5 | [8 empty] | 656747069222 | N | 266 | https://assetserver.net/_assets/middle atlantic/1000/sr4628.jpg |  | https://assetserver.net/_assets/_prop65/shortform cancerandreprod_midat.jpg | US | Mounts & Racks | Racks |  |  | 0 | Now accept patented Lever Lock™ tool free and hardware free internal device and cable management system accessories in the center section and the backpan | Installation ease with the patented Tool Free Quick-Mount™; system for center section mounting to the backpan | “Bonus” 4 rackspaces in base for mounting a UPS or other equipment | Additional 3 rackspaces at the top for patching and other small equipment mounting | enter section rear channel accommodates optional slim power to save space | 29.000 x 35.000 x 95.000 | The innovative design allows the rack to pivot open 90° on a floor base to provide quick and convenient access to rear equipment connections eliminating the need for an aisle behind the rack. Specify an SR Series enclosure when space savings is required for heavier installations that will connect to on-wall cabling or pull boxes, and when easy access to rear equipment connections is essential.
Racks | Middle Atlantic | SRB-1-BGR-3224 | 1BAY 32D 24H,SEISMIC | 1140 | 1026 | [8 empty] | 656747139833 | Y | 60 |  |  | https://assetserver.net/_assets/_prop65/shortform cancerandreprod_midat.jpg | US-United States | Mounts & Racks | Racks |  |  | 0 | Allows for field rough-in prior to arrival of racks and enclosures | Acts as a lower cable chase for passing cables between racks | Heavy-gauge welded steel construction, with black powder coat finish | 11-gauge fully welded construction | 940 lb. weight capacity for single bay, 1,635 lbs.for 2 bay and 2,250 lbs. for 3 bay | 25.000 x 33.000 x 30.000 | seismic certified riser bases provide advanced cable management and are ideal for use in seismic applications
Racks | Middle Atlantic | SRB-1-MRK-2624 | 1 BAY 24"H SEISMIC CERT RISER BASE,ACCOMMODATES MRK 26"D RACKS | 1117 | 1005.3 | [8 empty] | 656747181153 | Y | 69 |  |  | https://assetserver.net/_assets/_prop65/shortform cancerandreprod_midat.jpg | US-United States | Mounts & Racks | Racks |  |  | 0 | Allows for field rough-in prior to arrival of racks and enclosures | Acts as a lower cable chase for passing cables between racks | Heavy-gauge welded steel construction, with black powder coat finish |  |  | 35.000 x 25.000 x 29.000
Racks | Middle Atlantic | SRB-1-MRK-3124 | SEISMIC RATED BASE,1 BAY,31D 24H | 1207 | 1086.3 | [8 empty] | 656747068263 | Y | 33 | https://assetserver.net/_assets/middle atlantic/1000/srb1mrk3124.jpg |  | https://assetserver.net/_assets/_prop65/shortform cancerandreprod_midat.jpg | US-United States | Mounts & Racks | Racks |  |  | 0 | [5 empty] | 50.000 x 26.500 x 22.000 | Seismic Certified Riser Bases provide advanced cable management and are ideal for use in seismic applications.
Racks | Middle Atlantic | SRB-1-MRK-3624 | SEISMIC RATED BASE,1 BAY,36D 24H | 1303 | 1172.7 | [8 empty] | 656747068294 | Y | 73 |  |  | https://assetserver.net/_assets/_prop65/shortform cancerandreprod_midat.jpg | US-United States | Mounts & Racks | Racks |  |  | 0 | Features: Cable Management | Form Factor: Floor Standing | Color Family: Black | Product Color: Black | Product Material: Steel | 39.000 x 27.000 x 27.000 | Seismic Certified Riser Bases provide advanced cable management and are ideal for use in seismic applications.
Racks | Middle Atlantic | SRB-1-WMRK-3624 | 1 BAY 24"H,SEISMIC CERT RISER BASE,ACCOMMODATES WMRK 36"D RKS | 1303 | 1172.7 | [8 empty] | 656747181184 | Y | 0.78 |  |  | https://assetserver.net/_assets/_prop65/shortform cancerandreprod_midat.jpg | US-United States | Mounts & Racks | Racks |  |  | 0 | Rack Type: Open Frame | Features: Cable Management | Form Factor: Floor Standing | Product Color: Black Textured Powder Coat | Product Material: Steel |  | Designed to provide the same cable management facilities as our standard riser bases, but may be used in areas of high seismicity - Zone 4 or Seismic Design Category (SDC) "D". The SRB Series seismic certified riser bases have been rigorously tested to satisfy the following codes and standards: 2007 &amp; 2010 CBC; 2006, 2009 &amp; 2012 IBC; ASCE 7-05 (2005 Edition) &amp; ASCE 7-10 (2010 Edition) and the 2006 &amp; 2009 editions of NFPA 5000 for use in areas of high seismicity - Zone 4 or Seismic Design Category (SDC) "D". These are designed for Mission Critical and/or High-Importance Installations in locations with the highest level of seismicity and top floor or rooftop installations including those within UBC and CBC Essential facilities or IBC, ASCE 7, and NFPA 5000 Seismic Use Group III facilities. For all codes, the Importance factor Ip is 1.5. <br /><br />With standard 24" height (custom heights available upon request), these riser bases are constructed of substantial 11-gauge steel. Accepts standard angles to support surrounding raised floor tiles. Available for select enclosures, these riser bases require the use of seismic brackets (see below for part #s). Seismic certified riser bases on MRK, VRK, DRK, WMRK and WRK Series
Racks | Middle Atlantic | SRB-1-WRK-2724 | SEISMIC BASE 1 BAY,27D,24H | 1217 | 1095.3 | [8 empty] | 656747129681 | Y | 70 |  |  | https://assetserver.net/_assets/_prop65/shortform cancerandreprod_midat.jpg | US-United States | Mounts & Racks | Racks |  |  | 0 | Allows for field rough-in prior to arrival of racks and enclosures | Acts as a lower cable chase for passing cables between racks | Heavy-gauge welded steel construction, with black powder coat finish |  |  | 36.000 x 25.000 x 31.000
Racks | Middle Atlantic | SRB-1-WRK-3224 | 1 BAY SEISMIC RIB,32D/24H | 1315 | 1183.5 | [8 empty] | 656747124624 | Y | 74 |  |  | https://assetserver.net/_assets/_prop65/shortform cancerandreprod_midat.jpg | US-United States | Mounts & Racks | Racks |  |  | 0 | Rack Type: Open Frame | Features: Cable Management | Form Factor: Floor Standing | Product Color: Black Textured Powder Coat | Product Material: Steel | 41.000 x 27.000 x 29.000 | Designed to provide the same cable management facilities as our standard riser bases, but may be used in areas of high seismicity - Zone 4 or Seismic Design Category (SDC) "D". The SRB Series seismic certified riser bases have been rigorously tested to satisfy the following codes and standards: 2007 &amp; 2010 CBC; 2006, 2009 &amp; 2012 IBC; ASCE 7-05 (2005 Edition) &amp; ASCE 7-10 (2010 Edition) and the 2006 &amp; 2009 editions of NFPA 5000 for use in areas of high seismicity - Zone 4 or Seismic Design Category (SDC) "D". These are designed for Mission Critical and/or High-Importance Installations in locations with the highest level of seismicity and top floor or rooftop installations including those within UBC and CBC Essential facilities or IBC, ASCE 7, and NFPA 5000 Seismic Use Group III facilities. For all codes, the Importance factor Ip is 1.5. <br /><br />With standard 24" height (custom heights available upon request), these riser bases are constructed of substantial 11-gauge steel. Accepts standard angles to support surrounding raised floor tiles. Available for select enclosures, these riser bases require the use of seismic brackets (see below for part #s). Seismic certified riser bases on MRK, VRK, DRK, WMRK and WRK Series
Racks | Middle Atlantic | SRB-2-BGR-3224 | 2BAY 32D 24H,SEISMIC | 1422 | 1279.8 | [8 empty] | 656747139840 | Y | 106 |  |  | https://assetserver.net/_assets/_prop65/shortform cancerandreprod_midat.jpg | US-United States | Mounts & Racks | Racks |  |  | 0 | Allows for field rough-in prior to arrival of racks and enclosures | Acts as a lower cable chase for passing cables between racks | Heavy-gauge welded steel construction, with black powder coat finish |  |  | 48.000 x 40.000 x 31.000
Racks | Middle Atlantic | SRB-2-BGR-3824 | 2BAY 38D 24H,SEISMIC | 1537 | 1383.3 | [8 empty] | 656747139871 | Y | 1 |  |  | https://assetserver.net/_assets/_prop65/shortform cancerandreprod_midat.jpg | US-United States | Mounts & Racks | Racks |  |  | 0 | Allows for field rough-in prior to arrival of racks and enclosures | Acts as a lower cable chase for passing cables between racks | Heavy-gauge welded steel construction, with black powder coat finish
Racks | Middle Atlantic | SRB-2-MRK-2624 | 2 BAY 24"H,SEISMIC CERT RISER BASE,ACCOMMODATES MRK 26"D RKS | 1395 | 1255.5 | [8 empty] | 656747181252 | Y | 1 |  |  | https://assetserver.net/_assets/_prop65/shortform cancerandreprod_midat.jpg | US-United States | Mounts & Racks | Racks |  |  | 0 | Rack Type: Open Frame | Features: Cable Management | Form Factor: Floor Standing | Product Color: Black Textured Powder Coat | Product Material: Steel |  | Designed to provide the same cable management facilities as our standard riser bases, but may be used in areas of high seismicity - Zone 4 or Seismic Design Category (SDC) "D". The SRB Series seismic certified riser bases have been rigorously tested to satisfy the following codes and standards: 2007 &amp; 2010 CBC; 2006, 2009 &amp; 2012 IBC; ASCE 7-05 (2005 Edition) &amp; ASCE 7-10 (2010 Edition) and the 2006 &amp; 2009 editions of NFPA 5000 for use in areas of high seismicity - Zone 4 or Seismic Design Category (SDC) "D". These are designed for Mission Critical and/or High-Importance Installations in locations with the highest level of seismicity and top floor or rooftop installations including those within UBC and CBC Essential facilities or IBC, ASCE 7, and NFPA 5000 Seismic Use Group III facilities. For all codes, the Importance factor Ip is 1.5. <br /><br />With standard 24" height (custom heights available upon request), these riser bases are constructed of substantial 11-gauge steel. Accepts standard angles to support surrounding raised floor tiles. Available for select enclosures, these riser bases require the use of seismic brackets (see below for part #s). Seismic certified riser bases on MRK, VRK, DRK, WMRK and WRK Series
Racks | Middle Atlantic | SRB-2-MRK-3124 | SEISMIC RATED BASE,2 BAY,31D 24H | 1508 | 1357.2 | [8 empty] | 656747068270 | Y | 45 |  |  | https://assetserver.net/_assets/_prop65/shortform cancerandreprod_midat.jpg | US-United States | Mounts & Racks | Racks |  |  | 0 | Features: Cable Management | Form Factor: Floor Standing | Color Family: Black | Product Color: Black | Product Material: Steel | 50.000 x 26.500 x 22.000 | Seismic Certified Riser Bases provide advanced cable management and are ideal for use in seismic applications.
Racks | Middle Atlantic | SRB-2-MRK-3624 | SEISMIC RATED BASE,2 BAY,36D 24H | 1628 | 1465.2 | [8 empty] | 656747068300 | Y | 45 |  |  | https://assetserver.net/_assets/_prop65/shortform cancerandreprod_midat.jpg | US-United States | Mounts & Racks | Racks |  |  | 0 | Features: Cable Management | Form Factor: Floor Standing | Color Family: Black | Product Color: Black | Product Material: Steel | 50.000 x 26.500 x 22.000 | Seismic Certified Riser Bases provide advanced cable management and are ideal for use in seismic applications.
Racks | Middle Atlantic | SRB-2-SNE27-4224 | 2BAY 24"H, SEISMIC RISER BASE,SNE 27"W X 42"D | 1914 | 1722.6 | [8 empty] | 656747223822 | Y | 138 |  |  | https://assetserver.net/_assets/_prop65/shortform cancerandreprod_midat.jpg | US-United States | Mounts & Racks | Racks |  |  | 0 | Rack Type: Open Frame | Features: Cable Management | Form Factor: Floor Standing | Product Color: Black Textured Powder Coat | Product Material: Steel | 57.000 x 43.000 x 29.000 | <p>seismic certified riser bases provide advanced cable management and are ideal for use in seismic applications</p>
Racks | Middle Atlantic | SRB-3-MRK-3124 | SEISMIC RATED BASE,3 BAY,31D 24H | 1731 | 1557.9 | [8 empty] | 656747068287 | Y | 50 |  |  | https://assetserver.net/_assets/_prop65/shortform cancerandreprod_midat.jpg | US-United States | Mounts & Racks | Racks |  |  | 0 | Features: Cable Management | Form Factor: Floor Standing | Color Family: Black | Product Color: Black | Product Material: Steel | 50.000 x 26.500 x 22.000 | Seismic Certified Riser Bases provide advanced cable management and are ideal for use in seismic applications.
Racks | Middle Atlantic | SRB-3-MRK-3624 | SEISMIC RATED BASE,3 BAY,36D 24H | 1849 | 1664.1 | [8 empty] | 656747068317 | Y | 55 |  |  | https://assetserver.net/_assets/_prop65/shortform cancerandreprod_midat.jpg | US-United States | Mounts & Racks | Racks |  |  | 0 | Features: Cable Management | Form Factor: Floor Standing | Color Family: Black | Product Color: Black | Product Material: Steel | 50.000 x 26.500 x 22.000 | Seismic Certified Riser Bases provide advanced cable management and are ideal for use in seismic applications.
Racks | Middle Atlantic | SRB-3-WRK-2724 | SEISMIC BASE,3 BAY,27D,24H | 1750 | 1575 | [8 empty] | 656747129704 | Y | 132 |  |  | https://assetserver.net/_assets/_prop65/shortform cancerandreprod_midat.jpg | US-United States | Mounts & Racks | Racks |  |  | 0 | Rack Type: Open Frame | Features: Cable Management | Form Factor: Floor Standing | Product Color: Black Textured Powder Coat | Product Material: Steel | 40.000 x 44.000 x 80.000 | Designed to provide the same cable management facilities as our standard riser bases, but may be used in areas of high seismicity - Zone 4 or Seismic Design Category (SDC) "D". The SRB Series seismic certified riser bases have been rigorously tested to satisfy the following codes and standards: 2007 &amp; 2010 CBC; 2006, 2009 &amp; 2012 IBC; ASCE 7-05 (2005 Edition) &amp; ASCE 7-10 (2010 Edition) and the 2006 &amp; 2009 editions of NFPA 5000 for use in areas of high seismicity - Zone 4 or Seismic Design Category (SDC) "D". These are designed for Mission Critical and/or High-Importance Installations in locations with the highest level of seismicity and top floor or rooftop installations including those within UBC and CBC Essential facilities or IBC, ASCE 7, and NFPA 5000 Seismic Use Group III facilities. For all codes, the Importance factor Ip is 1.5. <br /><br />With standard 24" height (custom heights available upon request), these riser bases are constructed of substantial 11-gauge steel. Accepts standard angles to support surrounding raised floor tiles. Available for select enclosures, these riser bases require the use of seismic brackets (see below for part #s). Seismic certified riser bases on MRK, VRK, DRK, WMRK and WRK Series
Racks | Middle Atlantic | SRCC | PAIR OF CABLE CARRIERS | 279 | 251.1 | [8 empty] | 656747021824 | Y | 8.3 |  |  | https://assetserver.net/_assets/_prop65/shortform cancerandreprod_midat.jpg | US | Mounts & Racks | Racks |  |  | 0 | Cable Manager Type: Cable Holder | Product Color: Black Powder Coat | Product Material: Steel | Height: 13.50" | Width: 17.25" | 18.000 x 24.000 x 3.000 | <p><b>SRS Series 19" Sliding Rail System</b></p><p>Provides Rear Access to Shallow Components</p><p>Middle Atlantic's SRS Sliding Rail System pulls out a full 19" to provide rear access to components with shallow depths. Measuring 19" deep, the unit locks closed with included hardware and includes a rear pair of 7 space 10-32 rack rail. Sizes range from 8 to 20 spaces in 125 lb. (two slide) and 250 lb. (four slide) capacities, factory modified to the number of useable rackspaces you require. For effective cable management, an optional triple-hinged, full-width cable carrier is offered. For detailed millwork dimensions, consult the A&E Spec below.</p><p>Brush Gasket fills unsightly gaps that may appear between the rack and custom millwork (requires a rough-in width of 19-5/8")</p>
Racks | Middle Atlantic | SRD-KEY | KEYS FOR REAR DOORS(B644A)EA. | 12 | 10.8 | [8 empty] | 656747021831 | Y | 0.04 |  |  | https://assetserver.net/_assets/_prop65/shortform cancerandreprod_midat.jpg | US-United States | Mounts & Racks | Racks |  |  | 0 | Product Material: Metal | Limited Warranty: Lifetime |  |  |  | 4.000 x 3.000 x 1.000 | Fits most rear doors, side panels, center section locks; set of 2.
Racks | Middle Atlantic | SRS2-14 | 2 SLIDE SRS,14 SPACE | 971 | 873.9 | [8 empty] | 656747026461 | Y | 41 | https://assetserver.net/_assets/middle atlantic/1000/srs214.jpg |  | https://assetserver.net/_assets/_prop65/shortform cancerandreprod_midat.jpg | US | Mounts & Racks | Racks |  |  | 0 | [5 empty] | 27.000 x 14.000 x 24.000 | Middle Atlantic's SRS Sliding Rail System pulls out a full 19-inch to provide rear access to components with shallow depths. Measuring 19-inch deep, the unit locks closed with included hardware and includes a rear pair of 7 space 10-32 rack rail. Sizes range from 8 to 20 spaces in 125 lb. (two slide) and 250 lb. (four slide) capacities, factory modified to the number of useable rackspaces you require. For effective cable management, an optional triple-hinged, full-width cable carrier is offered. For detailed millwork dimensions, consult the A&amp;E Spec below. <br><br> Brush Gasket fills unsightly gaps that may appear between the rack and custom millwork (requires a rough-in width of 19-5/8-inch)
Racks | Middle Atlantic | SRS2-8 | 2 SLIDE SRS,8 SPACE | 971 | 873.9 | 1 | 1 | [6 empty] | 656747026409 | Y | 38.9 |  |  | https://assetserver.net/_assets/_prop65/shortform cancerandreprod_midat.jpg | US | Mounts & Racks | Racks |  |  | 0 | Color Family: Black | Product Color: Black | Product Material: Steel | Maximum Weight Capacity: 125 lb | Height: 14" | 1.000 x 1.000 x 1.000 | Middle Atlantic's SRS Sliding Rail System pulls out a full 19-inch to provide rear access to components with shallow depths. Measuring 19-inch deep, the unit locks closed with included hardware and includes a rear pair of 7 space 10-32 rack rail. Sizes range from 8 to 20 spaces in 125 lb. (two slide) and 250 lb. (four slide) capacities, factory modified to the number of useable rackspaces you require. For effective cable management, an optional triple-hinged, full-width cable carrier is offered. For detailed millwork dimensions, consult the A&amp;E Spec below. <br><br> Brush Gasket fills unsightly gaps that may appear between the rack and custom millwork (requires a rough-in width of 19-5/8-inch)
Racks | Middle Atlantic | SRSR-4-10 | 4 SLIDE SRSR,10 SPACE | 1221 | 1098.9 | [8 empty] | 0656747043185 | N | 0 |  |  |  | US-United States of America | Mounts & Racks | Racks |  |  | 0 | Removable rack frame allows in-shop integration and on-site installation of equipment | Locks in the extended position for simplified equipment integration | Rotating equipment bay locks in place at 0º, 60º and 90º for easy installation and servicing | Self-centering mounting base makes it simple to align system within cabinet opening | Rear cable support works in conjunction with rear rackrail for effective cable management |  | Specify an SRSR for easy rear access to equipment connections in millwork, cabinets and flush in-wall installations. Available with a 19” or 23” useable depth, the SRSR system extends and rotates 90º in either direction, making it ideal for smaller systems.
Racks | Middle Atlantic | SRSR-4-12 | 4 SLIDE SRSR,12 SPACE | 1221 | 1098.9 | [8 empty] | 656747043208 | N | 67.9 |  |  | https://assetserver.net/_assets/_prop65/shortform cancerandreprod_midat.jpg | US-United States | Mounts & Racks | Racks |  |  | 0 | [5 empty] | 25.000 x 21.000 x 16.500
Racks | Middle Atlantic | SRSR-4-13 | 4 SLIDE SRSR,13 SPACE | 1221 | 1098.9 | [8 empty] | 656747043215 | Y | 70.2 | https://assetserver.net/_assets/middle atlantic/1000/srsr413.jpg |  | https://assetserver.net/_assets/_prop65/shortform cancerandreprod_midat.jpg | US-United States | Mounts & Racks | Racks |  |  | 0 | Locks in the extended position for simplified equipment integration | Rotating equipment bay locks in place at 0º, 60º and 90º for easy installation and servicing | Self-centering mounting base makes it simple to align system within cabinet opening | Rear cable support works in conjunction with rear rackrail for effective cable management | Standard front and rear 10-32 threaded rackrail with marked spaces | 20.500 x 13.000 x 25.500 | Specify an SRSR for easy rear access to equipment connections in millwork, cabinets and flush in-wall installations. Available with a 19” or 23” useable depth, the SRSR system extends and rotates 90º in either direction, making it ideal for smaller systems.
Racks | Middle Atlantic | SRSR-4-14 | 4 SLIDE SRSR,14 SPACE | 1221 | 1098.9 | [8 empty] | 656747043222 | Y | 57 | https://assetserver.net/_assets/middle atlantic/1000/srsr414.jpg |  | https://assetserver.net/_assets/_prop65/shortform cancerandreprod_midat.jpg | US-United States | Mounts & Racks | Racks |  |  | 0 | Locks in the extended position for simplified equipment integration | Rotating equipment bay locks in place at 0º, 60º and 90º for easy installation and servicing | Self-centering mounting base makes it simple to align system within cabinet opening | Rear cable support works in conjunction with rear rackrail for effective cable management | Standard front and rear 10-32 threaded rackrail with marked spaces | 24.500 x 13.000 x 25.500 | Specify an SRSR for easy rear access to equipment connections in millwork, cabinets and flush in-wall installations. Available with a 19” or 23” useable depth, the SRSR system extends and rotates 90º in either direction, making it ideal for smaller systems.
Racks | Middle Atlantic | SRSR-4-20 | 4 SLIDE SRSR,20 SPACE | 1244 | 1119.6 | [8 empty] | 656747043284 | Y | 60 | https://assetserver.net/_assets/middle atlantic/1000/srsr420.jpg |  | https://assetserver.net/_assets/_prop65/shortform cancerandreprod_midat.jpg | US | Mounts & Racks | Racks |  |  | 0 | Locks in the extended position for simplified equipment integration | Rotating equipment bay locks in place at 0º, 60º and 90º for easy installation and servicing | Self-centering mounting base makes it simple to align system within cabinet opening | Rear cable support works in conjunction with rear rackrail for effective cable management | Standard front and rear 10-32 threaded rackrail with marked spaces | 25.000 x 21.000 x 13.000 | Specify an SRSR for easy rear access to equipment connections in millwork, cabinets and flush in-wall installations. Available with a 19” or 23” useable depth, the SRSR system extends and rotates 90º in either direction, making it ideal for smaller systems.
Racks | Middle Atlantic | SRSR-4-21 | 4 SLIDE SRSR,21 SPACE | 1244 | 1119.6 | [8 empty] | 656747043291 | N | 60 | https://assetserver.net/_assets/middle atlantic/1000/srsr421.jpg |  | https://assetserver.net/_assets/_prop65/shortform cancerandreprod_midat.jpg | US-United States | Mounts & Racks | Racks |  |  | 0 | Locks in the extended position for simplified equipment integration | Rotating equipment bay locks in place at 0º, 60º and 90º for easy installation and servicing | Self-centering mounting base makes it simple to align system within cabinet opening | Rear cable support works in conjunction with rear rackrail for effective cable management | Standard front and rear 10-32 threaded rackrail with marked spaces | 14.000 x 21.000 x 10.000 | Specify an SRSR for easy rear access to equipment connections in millwork, cabinets and flush in-wall installations. Available with a 19” or 23” useable depth, the SRSR system extends and rotates 90º in either direction, making it ideal for smaller systems.
Racks | Middle Atlantic | SRSR-X-16 | SRSR EXTENDED,16 SPACE | 1569 | 1412.1 | [8 empty] | 656747047367 | N | 41 | https://assetserver.net/_assets/middle atlantic/1000/srsrx16.jpg |  | https://assetserver.net/_assets/_prop65/shortform cancerandreprod_midat.jpg | US-United States | Mounts & Racks | Racks |  |  | 0 | [5 empty] | 20.000 x 10.000 x 15.000 | The SRSR Rotating Sliding Rail System pulls out and rotates 90 degrees to provide convenient rear access to wiring and components
Racks | Middle Atlantic | SRSR-X-18 | SRSR EXTENDED,18 SPACE | 1569 | 1412.1 | [8 empty] | 656747047381 | Y | 42 | https://assetserver.net/_assets/middle atlantic/1000/srsrx18.jpg |  | https://assetserver.net/_assets/_prop65/shortform cancerandreprod_midat.jpg | US | Mounts & Racks | Racks |  |  | 0 | Removable rack frame allows in-shop integration and on-site installation of equipment | Locks in the extended position for simplified equipment integration | Rotating equipment bay locks in place at 0º, 60º and 90º for easy installation and servicing | Self-centering mounting base makes it simple to align system within cabinet opening | Rear cable support works in conjunction with rear rackrail for effective cable management |  | Specify an SRSR for easy rear access to equipment connections in millwork, cabinets and flush in-wall installations. Available with a 19” or 23” useable depth, the SRSR system extends and rotates 90º in either direction, making it ideal for smaller systems.
Racks | Middle Atlantic | SR-SUB | SUB-PLATE MNT KIT FOR SR-40-22 | 96 | 86.4 | [8 empty] | 656747034398 | Y | 4 |  |  | https://assetserver.net/_assets/_prop65/shortform cancerandreprod_midat.jpg | US-United States | Mounts & Racks | Racks |  |  | 0 | Compatibility: <p>Middle Atlantic 89-D Type Brackets and Electrical Boxes</p> | Limited Warranty: Lifetime |  |  |  | 23.000 x 17.000 x 1.000
Racks | Middle Atlantic | SR-UPS-BKT | UPS SUPPORT BRACKET AND HARDWARE FOR SR SERIES BOTTOM PLATFORM | 76 | 68.4 | [8 empty] | 656747137020 | Y | 5.92 |  |  | https://assetserver.net/_assets/_prop65/shortform cancerandreprod_midat.jpg | US-United States | Mounts & Racks | Racks |  |  | 0 | Device Supported: UPS | Width: 16" | Length: 17.5" | Compatibility: SR series Pivoting Racks | Limited Warranty: Lifetime | 22.250 x 9.500 x 6.250 | Mounting kit supports Middle Atlantic UPS models for easier mounting in SR base section.
Racks | Middle Atlantic | SS4-23VTR | 4SP,23"DP VTR SLIDING SHELF | 797 | 717.3 | [8 empty] | 656747123771 | Y | 17 | https://assetserver.net/_assets/middle atlantic/1000/ss423vtr.jpg |  | https://assetserver.net/_assets/_prop65/shortform cancerandreprod_midat.jpg | US-United States | Mounts & Racks | Racks |  |  | 0 | Features: Cable Management | Product Color: Black | Product Material: Steel | Maximum Weight Capacity: 75 lb | Height: 8.7" | 30.000 x 22.300 x 5.500 | Versatile, heavy-duty sliding shelf has a removable face option and accommodates permanent and rental equipment in mobile and fixed applications
Racks | Middle Atlantic | SS5-23VTR | 5SP,23"DP VTR SLIDING SHELF | 797 | 717.3 | [8 empty] | 656747123788 | Y | 17.5 | https://assetserver.net/_assets/middle atlantic/1000/ss523vtr.jpg |  | https://assetserver.net/_assets/_prop65/shortform cancerandreprod_midat.jpg | US-United States | Mounts & Racks | Racks |  |  | 0 | Features: Cable Management | Product Color: Black | Product Material: Steel | Maximum Weight Capacity: 75 lb | Height: 10.5" | 30.000 x 22.300 x 5.500 | Versatile, heavy-duty sliding shelf has a removable face option and accommodates permanent and rental equipment in mobile and fixed applications
Racks | Middle Atlantic | SSDR-12 | SPLIT SECURITY DOOR 12SP(21) | 229 | 206.1 | [8 empty] | 656747021916 | Y | 14 |  |  | https://assetserver.net/_assets/_prop65/shortform cancerandreprod_midat.jpg | US-United States | Mounts & Racks | Racks |  |  | 0 | Color Family: Black | Product Color: Black | Product Material: Steel | Compatible Rack Height: 12U | Height: 21" | 22.000 x 27.000 x 5.000 | Our keylocked steel security doors allow front access to a select portion of rackmount equipment and are available in plexiglass, vented, and solid steel styles. Mount equipment which needs to be secured behind the solid door to keep unauthorized users from tampering. Keep equipment which needs to be client accessed in the open portion of the rack. Works as a full door on our RK/BRK series racks as well.
Racks | Middle Atlantic | SSDR-15 | SPLIT SECURITY DR 15SP(26.25) | 250 | 225 | [8 empty] | 656747021923 | Y | 16.18 |  |  | https://assetserver.net/_assets/_prop65/shortform cancerandreprod_midat.jpg | US-United States | Mounts & Racks | Racks |  |  | 0 | Product Color: Black Powder Coat | Product Material: Steel | Compatible Rack Height: 15U | Height: 26.3" | Width: 19" | 22.000 x 31.000 x 5.000 | <p>Keylocked security doors allow front access to a select portion of rackmount equipment and are available in solid styles. Mount equipment which needs to be secured behind these doors in the "installer zone" to keep unauthorized users from tampering. Keep equipment which needs to be client-accessed in the open portion of the rack in the "user zone."</p> <ul> <li>Keylocked door controls access to a select portion of rack equipment</li> <li>Also works as a full door on RK/BRK Series racks</li> <li>Sturdy steel construction with black powder coat finish</li> </ul>
Racks | Middle Atlantic | SSDR-16 | SPLIT SECURITY DOOR 16SP(28) | 267 | 240.3 | [8 empty] | 656747021930 | Y | 16.72 |  |  | https://assetserver.net/_assets/_prop65/shortform cancerandreprod_midat.jpg | US-United States | Mounts & Racks | Racks |  |  | 0 | Product Color: Black | Product Material: Steel | Compatible Rack Height: 16U | Height: 28" | Compatibility: <p><b>Middle Atlantic Laminate Racks:</b></p><ul><li>RK</li><li>BRK</li></ul> | 22.000 x 32.000 x 5.000 | Our keylocked steel security doors allow front access to a select portion of rackmount equipment and are available in plexiglass, vented, and solid steel styles. Mount equipment which needs to be secured behind the solid door to keep unauthorized users from tampering. Keep equipment which needs to be client accessed in the open portion of the rack. Works as a full door on our RK/BRK series racks as well.
Racks | Middle Atlantic | SSDR-20 | SPLIT SECURITY DOOR 20SP(35) | 326 | 293.4 | [8 empty] | 656747021947 | Y | 19.92 |  |  | https://assetserver.net/_assets/_prop65/shortform cancerandreprod_midat.jpg | US-United States | Mounts & Racks | Racks |  |  | 0 | Product Color: Black | Product Material: Steel | Compatible Rack Height: 20U | Height: 35" | Compatibility: <p><b>Middle Atlantic Laminate Racks:</b></p><ul><li>RK</li><li>BRK</li></ul> | 22.000 x 39.000 x 5.000 | Our keylocked steel security doors allow front access to a select portion of rackmount equipment and are available in plexiglass, vented, and solid steel styles. Mount equipment which needs to be secured behind the solid door to keep unauthorized users from tampering. Keep equipment which needs to be client accessed in the open portion of the rack. Works as a full door on our RK/BRK series racks as well.
Racks | Middle Atlantic | SSDR-21 | SPLIT SECURITY DR 21SP(36.75) | 344 | 309.6 | [8 empty] | 656747021954 | Y | 20.93 |  |  | https://assetserver.net/_assets/_prop65/shortform cancerandreprod_midat.jpg | US-United States | Mounts & Racks | Racks |  |  | 0 | Color Family: Other | Product Color: Black Powder Coat | Product Material: Steel | Height: 36.8" | Width: 19" | 22.000 x 41.000 x 5.000 | <p>Hinged, keylocked security doors allow front access to a select portion of rackmount equipment. Mount equipment which needs to be secured behind these doors in the "installer zone" to keep unauthorized users from tampering. Keep equipment which needs to be client-accessed in the open portion of the rack in the "user zone."</p> <ul> <li>Choice of plexiglass, vented, and solid styles</li> <li>Sturdy steel construction with black powder coat finish</li> </ul>
Racks | Middle Atlantic | SSDR-8 | SPLIT SECURITY DOOR 8SP(14) | 212 | 190.8 | [8 empty] | 656747021961 | Y | 10.35 |  |  | https://assetserver.net/_assets/_prop65/shortform cancerandreprod_midat.jpg | US-United States | Mounts & Racks | Racks |  |  | 0 | Product Color: Black | Product Material: Steel | Compatible Rack Height: 8U | Height: 14" | Compatibility: <p><b>Middle Atlantic Laminate Racks:</b></p><ul><li>RK</li><li>BRK</li></ul> | 22.000 x 18.000 x 5.000 | Our keylocked steel security doors allow front access to a select portion of rackmount equipment and are available in plexiglass, vented, and solid steel styles. Mount equipment which needs to be secured behind the solid door to keep unauthorized users from tampering. Keep equipment which needs to be client accessed in the open portion of the rack. Works as a full door on our RK/BRK series racks as well.
Racks | Middle Atlantic | SSHD-28 | 28"D SLIDING SHELF,200LB WC | 501 | 450.9 | [8 empty] | 656747117602 | Y | 35.2 | https://assetserver.net/_assets/middle atlantic/1000/sshd28.jpg |  | https://assetserver.net/_assets/_prop65/shortform cancerandreprod_midat.jpg | US | Mounts & Racks | Racks |  |  | 0 | [5 empty] | 33.000 x 23.000 x 8.000 | Middle Atlantic's new rackmount sliding shelf accommodates permanent and rental equipment and fixed applications.
Racks | Middle Atlantic | SS-VTR-CVR4 | 4SP VTR COVER | 96 | 86.4 | [8 empty] | 656747123795 | Y | 0.78 |  |  | https://assetserver.net/_assets/_prop65/shortform cancerandreprod_midat.jpg | US-United States | Mounts & Racks | Racks |  |  | 0 | Product Color: Black | Product Material: Steel | Compatible Rack Height: 4U | Height: 7" | Width: 19" | 19.000 x 7.000 x 5.000 | Comes with mounting ears pre-assembled for quick installation
Racks | Middle Atlantic | SS-VTR-CVR5 | 5SP VTR COVER | 101 | 90.9 | [8 empty] | 656747123801 | Y | 0.94 |  |  | https://assetserver.net/_assets/_prop65/shortform cancerandreprod_midat.jpg | US-United States | Mounts & Racks | Racks |  |  | 0 | Product Color: Black | Product Material: Steel | Compatible Rack Height: 5U | Height: 8.8" | Width: 19" | 22.000 x 9.000 x 6.000 | <p>Comes with mounting ears pre-assembled for quick installation Full extension lockout shelf allows for easy maintenance of your components right on the shelf Allows access to cable, wiring and connections from the front of the enclosure Optional lightweight removable cover panel 3 front-to-rear rail mounting ranges: - 12-1/2" to 16-3/8" - 23" to 26-3/4" - 27-3/8" to 29-1/8" 23-1/8" overall depth and 23" useable depth with foot holes Durable steel construction with black finish</p> <ul> <li>Black steel cover panel snaps in place without tools</li> <li>Works with SS5-23VTR to close front opening</li> </ul>
Racks | Middle Atlantic | ST1MP | 100PC 1SP SHIM TABS | 130 | 117 | [8 empty] | 656747022005 | Y | 0.56 |  |  | https://assetserver.net/_assets/_prop65/shortform cancerandreprod_midat.jpg | US-United States | Mounts & Racks | Racks |  |  | 0 | Shim tabs are .063" thick, can be stacked | One space size | Comes in a pack of 100 pieces |  |  | 3.000 x 2.000 x 1.000 | All faceplates can be flush with these handy shim tabs. 1/16" thick, they can be stacked to achieve desired thickness. Attaches with self adhesive.
Racks | Middle Atlantic | ST3MP | 100PC 3SP SHIM TABS | 212 | 190.8 | [8 empty] | 656747022043 | Y | 0.9 |  |  | https://assetserver.net/_assets/_prop65/shortform cancerandreprod_midat.jpg | US-United States | Mounts & Racks | Racks |  |  | 0 | Device Supported: Rack | Features: Self-adhesive | Product Color: Black | Width: 19" | Application/Usage: Plate | 3.000 x 2.000 x 1.000 | <p>All faceplates can be flush with these handy shim tabs. 1/16" thick, they can be stacked to achieve desired thickness. Attaches with self adhesive.</p> <ul> <li>Shim tabs are .063" thick, can be stacked</li> <li>One space size</li> <li>Comes in a pack of 100 pieces</li> </ul>
Racks | Middle Atlantic | SW | 100PC SHOULDER WASHERS | 19 | 17.1 | [8 empty] | 656747022067 | Y | 0.04 |  |  | https://assetserver.net/_assets/_prop65/shortform cancerandreprod_midat.jpg | US-United States | Mounts & Racks | Racks |  |  | 0 | Fastener Quantity: 100 | Product Color: Black | Product Material: Nylon | Limited Warranty: Lifetime |  | 3.000 x 2.000 x 0.250 | When used in conjunction with the pre-installed washers supplied on our screws, these black nylon shoulder washers will electrically isolate the equipment from the rackrails to help prevent ground loops. 100 piece count. NOTE: not for use with HPQ, HP-6MM and HP-24 screws
Racks | Middle Atlantic | SWR-12-12 | 12SP(21")SHALLOW SECTIONAL WALL RK,FITS 11-7/8"EQUIPMENT,BLK | 896 | 806.4 | [8 empty] | 656747132841 | Y | 50 | https://assetserver.net/_assets/middle atlantic/1000/swr1212.jpg |  | https://assetserver.net/_assets/_prop65/shortform cancerandreprod_midat.jpg | US-United States | Mounts & Racks | Racks |  |  | 0 | Features: Adjustable Mounting Rails | Form Factor: Wall Mountable | Product Color: Black | Product Material: Steel | Maximum Weight Capacity: 150 lb | 27.000 x 16.000 x 28.500 | Ideal for wall mounting interconnect panels in stage and performing arts, house of worship, and broadcast applications.
Racks | Middle Atlantic | SWR-16-12 | 16SP(28")SHALLOW SECTIONAL WALL RK,FITS 11-7/8"EQUIPMENT,BLK | 1029 | 926.1 | [8 empty] | 656747132858 | Y | 56.8 | https://assetserver.net/_assets/middle atlantic/1000/swr1612.jpg |  | https://assetserver.net/_assets/_prop65/shortform cancerandreprod_midat.jpg | US-United States | Mounts & Racks | Racks |  |  | 0 | Features: Adjustable Mounting Rails | Form Factor: Wall Mountable | Product Color: Black | Product Material: Steel | Maximum Weight Capacity: 150 lb | 37.000 x 27.000 x 16.000 | Ideal for wall mounting interconnect panels in stage and performing arts, house of worship, and broadcast applications
Racks | Middle Atlantic | TA | ANODIZED 45SP TRIM STRIP (1PC) | 110 | 99 | [8 empty] | 656747022135 | Y | 0.41 | https://assetserver.net/_assets/middle atlantic/1000/ta.jpg |  | https://assetserver.net/_assets/_prop65/shortform cancerandreprod_midat.jpg | US-United States | Mounts & Racks | Racks |  |  | 0 | Product Color: Black | Limited Warranty: Lifetime |  |  |  | 84.250 x 4.750 x 3.000 | As a final aesthetic complement to any installation, add our finishing trim strips. A quick, clean, and effective method of covering rack screws once the job is complete, each channel-shaped trim strip measures 45 spaces (78 3/4-inch long), and features internal grooves that fit into the supplied snap washers. Offered in black brushed and anodized, silver brushed and anodized or black powdercoat finish, trim strips are cut easily with a hacksaw. Included decorative caps trim the ends, if required. Sold individually.
Racks | Middle Atlantic | TB672AUBK | WIREMOLD INTGRT AV TBL BX,USB,BK | 681.03 | 648.61 | [8 empty] | 78677619232 | Y | 1 |  |  | https://assetserver.net/_assets/_prop65/prop65 label.jpg | N/A | Mounts & Racks | Racks |  |  | 0 | USB: Yes | Number of USB Ports: 2 | Current Rating: 15 A | Form Factor: Tabletop | Product Material: Aluminum |  | InteGreat A/V table boxes are an elegant solution for extending power, communication and A/V to the meeting presenter's point-of-use. InteGreat A/V table boxes provide the depth to mount devices, especially A/V devices, below the table top. It has attractive finishes that can match any room decor. Combine it with other InteGreat products for a comprehensive solution to managing and delivering power, communication and A/V connectivity for conference rooms. This cord-ended unit comes with a 12 ft. SJT cord set to easily plug into the nearest receptacle. Now available with two USB A charging ports. InteGreat A/V Table Boxes have a brushed, anodized cover available in either black or aluminum finishes, with beveled edges and a "soft-touch" handle. The "pocket" door in the cover fully recesses into the box when open, giving access to connections without obstructing the work surface. A finishing plate hides hardware on the activation surface and allows for labeling of the AVIP plates. The activation surface of the InteGreat A/V Table Box can be adjusted down, in 1/2in [12.7mm] increments, from 1in to 4in [25mm to 102mm] to allow the cover to close even when using large style connectors. Hole cuts are made easy with the included template. Simply configure your connectivity, set your activation height, place box in the cut out, and secure it below the table with the bracket and set screw. The cover flange allows for 1/4in [6.4mm] of forgiveness in the cut out opening. InteGreat A/V Table Boxes have a 12ft SJT cord for easy connection to the electrical infrastructure. InteGreat A/V Table Boxes are supplied with a cable grommet kit that can accommodate up to eight pull out connections. Boxes can also accept up to five Wiremold AVIP, or Extron MAAP connectors. Each box also has two 15 amp receptacles in the top compartment and one 15 amp receptacle on the underside of the box. InteGreat A/V Tables Boxes come standard with 2 USB-A Charging Ports, 3.1A shared.
Racks | Middle Atlantic | TBIT | STAR-POST DRIVER BIT | 28 | 25.2 | [8 empty] | 656747022142 | Y | 0.2 |  |  | https://assetserver.net/_assets/_prop65/shortform cancerandreprod_midat.jpg | TW | Mounts & Racks | Racks |  |  | 0 | Total Number of Drill Bits: 1 | Drill Bit Type: Pilot Bit | Compatibility: <p>Middle Atlantic HTX Security Rack Screws</p> | Limited Warranty: 3 Year |  | 1.000 x 0.250 x 0.250
Racks | Middle Atlantic | TD2 | 2SP TEXTURED DRAWER | 289 | 260.1 | [8 empty] | 656747022173 | Y | 15.28 |  |  | https://assetserver.net/_assets/_prop65/shortform cancerandreprod_midat.jpg | US-United States | Mounts & Racks | Racks |  |  | 0 | Product Color: Black Textured | Product Material: Steel | Maximum Weight Capacity: 50 lb | Height: 3.5" | Width: 15.9" | 21.250 x 19.000 x 6.750 | <p>Fully enclosed with inside dimensions measuring 15 7/8" wide by 14 1/2" deep, the DC, D and TD series drawers feature spring-loaded latches and rugged, straightforward construction. Faceplates come with a black brushed and anodized or textured black powder coat finish. Drawers have a 50 lb. weight capacity.</p><p>Installed keylock available optionally, just suffix the desired part number with the letters "LK" when ordering.</p><p>Two, three and four space drawers have been updated to include no-slip drawer mat and rear cable grommet.</p>
Racks | Middle Atlantic | TD2LK | 2SP TEXT DRAWER W/LOCK | 369 | 332.1 | [8 empty] | 656747022180 | Y | 15.6 |  |  | https://assetserver.net/_assets/_prop65/shortform cancerandreprod_midat.jpg | MX | Mounts & Racks | Racks |  |  | 0 | Product Color: Black | Product Material: Steel | Height: 3.5" | Width: 15.9" | Depth: 14" | 20.000 x 21.000 x 5.000 | The Middle Atlantic TD2LK is a rack-mounted drawer with a height of 2 rack units (2RU) and a width of 15-7/8 inches. The drawer is 14-1/2 inches deep and is coated with a textured black powder finish. The TD2LK comes with a drawer mat and a rear cable grommet. The drawer is equipped with a spring-loaded latch that includes an installed keylock to keep your equipment secure. The TD2LK is made of rugged steel construction, which can hold up to 50 pounds of weight, and is UL certified.
Racks | Middle Atlantic | TD3 | 3SP TEXTURED DRAWER | 320 | 288 | [8 empty] | 656747022197 | Y | 17.88 |  |  | https://assetserver.net/_assets/_prop65/shortform cancerandreprod_midat.jpg | US-United States | Mounts & Racks | Racks |  |  | 0 | Product Color: Black | Product Material: Steel | Product Material: Aluminum | Height: 5.3" | Width: 15.9" | 20.750 x 19.000 x 6.000 | <p>Fully enclosed with inside dimensions measuring 15 7/8" wide by 14 1/2" deep, the DC, D and TD series drawers feature spring-loaded latches and rugged, straightforward construction. Faceplates come with a black brushed and anodized or textured black powder coat finish.</p><p>Installed keylock available optionally, just suffix the desired part number with the letters "LK" when ordering.</p><p>Two, three and four space drawers have been updated to include no-slip drawer mat and rear cable grommet.</p>
Racks | Middle Atlantic | TD3LK | 3SP TEXT DRAWER W/LOCK | 390 | 351 | [8 empty] | 656747022203 | Y | 19 |  |  | https://assetserver.net/_assets/_prop65/shortform cancerandreprod_midat.jpg | US | Mounts & Racks | Racks |  |  | 0 | Product Color: Black | Product Material: Steel | Height: 5.3" | Width: 15.8" | Depth: 14" | 20.000 x 21.000 x 6.000 | The Middle Atlantic TD3LK is a rack-mounted drawer with a height of 3 rack units (3RU) and a width of 19 inches. The drawer is 15.6 inches deep and is coated with a textured black powder finish. The TD3LK comes with a drawer mat and a rear cable grommet. The drawer is equipped with a spring-loaded latch that includes an installed keylock to keep your equipment secure. The TD3LK is made of rugged steel construction, which can hold up to 50 pounds of weight, and is UL certified.
Racks | Middle Atlantic | TD4 | 4SP TEXTURED DRAWER | 337 | 303.3 | [8 empty] | 656747022210 | Y | 20.48 |  |  | https://assetserver.net/_assets/_prop65/shortform cancerandreprod_midat.jpg | US-United States | Mounts & Racks | Racks |  |  | 0 | Product Color: Black Textured | Product Material: Steel | Maximum Weight Capacity: 50 lb | Height: 7" | Width: 15.9" | 21.000 x 19.000 x 10.500 | <p>Fully enclosed with inside dimensions measuring 15 7/8" wide by 14 1/2" deep, the DC, D and TD series drawers feature spring-loaded latches and rugged, straightforward construction. Faceplates come with a black brushed and anodized or textured black powder coat finish. Drawers have a 50 lb. weight capacity.</p><p>Installed keylock available optionally, just suffix the desired part number with the letters "LK" when ordering.</p><p>Two, three and four space drawers have been updated to include no-slip drawer mat and rear cable grommet.</p>
Racks | Middle Atlantic | TD4LK | 4SP TEXT. DRAWER W/LOCK | 406 | 365.4 | [8 empty] | 656747022227 | Y | 21.5 |  |  | https://assetserver.net/_assets/_prop65/shortform cancerandreprod_midat.jpg | US | Mounts & Racks | Racks |  |  | 0 | Product Color: Black | Product Material: Steel | Height: 7" | Width: 19" | Rack Height: 4U | 20.000 x 21.000 x 8.000 | The Middle Atlantic TD4LK is a rack-mounted drawer with a height of 4 rack units (4RU) and a width of 19 inches. The drawer is 15.6 inches deep and is coated with a textured black powder finish. The TD4LK comes with a drawer mat and a rear cable grommet. The drawer is equipped with a spring-loaded latch that includes an installed keylock to keep your equipment secure. The TD4LK is made of rugged steel construction, which can hold up to 50 pounds of weight, and is UL certified.
Racks | Middle Atlantic | TD5 | 5SP TEXTURED DRAWER | 385 | 346.5 | [8 empty] | 656747022241 | Y | 28.04 |  |  | https://assetserver.net/_assets/_prop65/shortform cancerandreprod_midat.jpg | US-United States | Mounts & Racks | Racks |  |  | 0 | Full extension ball bearing slides extend 14" | Attractive flush spring latch to keep drawer closed | Keylock option for security, factory-installed | Rear grommet for cable entry and protection on 2, 3 and 4 space models | No-slip drawer mat keeps equipment safe in 2, 3 and 4 space models | 18.000 x 22.000 x 17.000 | <p>Fully enclosed top with inside dimensions measuring 15-7/8" wide by 14-1/2" deep, the D Series drawers feature spring-loaded latches and rugged, straight-forward construction. 2, 3 and 4 space models include drawer mat and rear cable grommet at no extra charge!</p> <ul> <li>Fully enclosed top</li> <li>Rugged steel construction with spring-loaded latch</li> <li>Black anodized finish</li> <li>Includes drawer mat and rear cable gromm</li> </ul>
Racks | Middle Atlantic | TD5LK | 5SP TEXT. DRAWER W/LOCK | 451 | 405.9 | [8 empty] | 656747022258 | Y | 29.31 |  |  | https://assetserver.net/_assets/_prop65/shortform cancerandreprod_midat.jpg | US-United States | Mounts & Racks | Racks |  |  | 0 | Features: Lockable | Form Factor: Rack-mountable | Product Color: Black Powder Coat | Product Material: Steel | Maximum Weight Capacity: 50 lb | 18.000 x 22.000 x 17.000 | <b>TD5LK</b><br> Fully enclosed top with inside dimensions measuring 15-7/8" wide by 14-1/2" deep, the TD Series drawers feature spring-loaded latches and rugged, straight-forward construction. Installed keylock option available. 2, 3 and 4 space models include drawer mat and rear cable grommet at no extra charge!
Racks | Middle Atlantic | TD8FLK | 8SP FILE DRAWER W/LK,TEXT FIN | 662 | 595.8 | [8 empty] | 656747048012 | Y | 36 |  |  | https://assetserver.net/_assets/_prop65/shortform cancerandreprod_midat.jpg | US | Mounts & Racks | Racks |  |  | 0 | Product Color: Black | Product Material: Steel | Height: 14" | Width: 15.9" | Depth: 15.2" | 18.000 x 22.000 x 17.000 | <p>Fully enclosed with inside dimensions measuring 15 7/8" wide by 14 1/2" deep, the TD series drawers feature spring-loaded latches and rugged, straightforward construction. Faceplates come with a silver brushed and anodized, black brushed and anodized or textured black powder coat finish.</p>
Racks | Middle Atlantic | TDRIFT | DRIFTPINS, NON-TAPERED PR | 96 | 86.4 | [8 empty] | 656747143397 | Y | 0.3 |  |  | https://assetserver.net/_assets/_prop65/shortform cancerandreprod_midat.jpg | US-United States | Mounts & Racks | Racks |  |  | 0 | Product Material: Steel | Height: 14" | Width: 19" | Depth: 15.3" | Environmentally Friendly: Yes | 8.500 x 1.000 x 0.500
Racks | Middle Atlantic | TFP1 | TEXTURED FAN PNL FOR 1 FAN | 72 | 64.8 | [8 empty] | 656747022333 | Y | 1.77 |  |  | https://assetserver.net/_assets/_prop65/shortform cancerandreprod_midat.jpg | US-United States | Mounts & Racks | Racks |  |  | 0 | Product Color: Black Powder Coat | Product Material: Aluminum | Height: 5.3" | Width: 19" | Depth: 0.5" | 19.000 x 2.000 x 0.500 | <p>Fan panels accommodate all standard 4-1/2" fans. 3 rackspaces (5-1/4") high, they are made from 16-gauge flanged aluminum. Offered in a black textured powder coat finish.</p> <ul> <li>Fan panel holds one 4-1/2" fan in three rackspaces</li> <li>Aluminum flanged construction</li> <li>Black powder coat finish</li> </ul>
Racks | Middle Atlantic | TFP2 | TEXTURED FAN PNL FOR 2 FANS | 74 | 66.6 | [8 empty] | 656747022340 | Y | 1.6 |  |  | https://assetserver.net/_assets/_prop65/shortform cancerandreprod_midat.jpg | US | Mounts & Racks | Racks |  |  | 0 | Number of Fans: 2 | Product Color: Black | Compatible Rack Height: 3U | Limited Warranty: Lifetime |  | 19.000 x 3.500 x 0.500 | Our fan panels fit all 4 1/2" fans. 3 rackspaces (5 1/4") high, they are made from 16-gauge flanged aluminum. Offered in a textured black powder coat, or brushed and black anodized finish.
Racks | Middle Atlantic | TFP3 | TEXTURED FAN PNL FOR 3 FANS | 77 | 69.3 | [8 empty] | 656747022357 | Y | 1.39 |  |  | https://assetserver.net/_assets/_prop65/shortform cancerandreprod_midat.jpg | US-United States | Mounts & Racks | Racks |  |  | 0 | Limited Warranty: Lifetime |  |  |  |  | 19.000 x 5.000 x 0.500
Racks | Middle Atlantic | THERM-A | DUCT COOL THERMOSTAT,ANALOG | 117 | 105.3 | [8 empty] | 656747099199 | Y | 0.6 |  |  | https://assetserver.net/_assets/_prop65/shortform cancerandreprod_midat.jpg | US | Mounts & Racks | Racks |  |  | 0 | Height: 5.3" | Width: 19" | Application/Usage: Indoor | Environmentally Friendly: Yes | Environmental Certification: GREENGUARD | 4.000 x 4.000 x 4.000
Racks | Middle Atlantic | TOR-2-20RP | 2SP,20"DP TIP OUT RACK REC MT | 911 | 819.9 | [8 empty] | 656747060731 | Y | 46 | https://assetserver.net/_assets/middle atlantic/1000/tor220rp.jpg |  | https://assetserver.net/_assets/_prop65/shortform cancerandreprod_midat.jpg | US-United States | Mounts & Racks | Racks |  |  | 0 | [5 empty] | 38.000 x 38.000 x 5.000 | Tilt Out Rack is ideal for small sound systems, paging and patching applications in schools, hotels, offices or anywhere a secure, low-profile wall mount solution is required. Available in surface-mount and flush-mount styles.
Racks | Middle Atlantic | TOR-2-20SP | 2SP,20"DP TIP OUT RACK SUR MT | 843 | 758.7 | [8 empty] | 656747060762 | Y | 43.2 |  |  | https://assetserver.net/_assets/_prop65/shortform cancerandreprod_midat.jpg | US | Mounts & Racks | Racks |  |  | 0 | [5 empty] | 38.000 x 38.000 x 5.000 | Tilt Out Rack is ideal for small sound systems, paging and patching applications in schools, hotels, offices or anywhere a secure, low-profile wall mount solution is required. Available in surface-mount and flush-mount styles.
Racks | Middle Atlantic | TOR-3-20RP | 3SP,20"DP TIP OUT RACK REC MT | 966 | 869.4 | [8 empty] | 656747060724 | Y | 50 |  |  | https://assetserver.net/_assets/_prop65/shortform cancerandreprod_midat.jpg | US-United States | Mounts & Racks | Racks |  |  | 0 | [5 empty] | 34.000 x 29.000 x 10.000 | Tilt Out Rack is ideal for small sound systems, paging and patching applications in schools, hotels, offices or anywhere a secure, low-profile wall mount solution is required. Available in surface-mount and flush-mount styles.
Racks | Middle Atlantic | TOR-3-20SP | 3SP,20"DP TIP OUT RACK SUR MT | 895 | 805.5 | [8 empty] | 656747060755 | Y | 47.45 |  |  | https://assetserver.net/_assets/_prop65/shortform cancerandreprod_midat.jpg | US-United States | Mounts & Racks | Racks |  |  | 0 | Rack Type: Enclosed Cabinet | Application/Usage: Patch Panel | Features: Cable Management | Features: Vented | Features: Adjustable Front Rail | 24.000 x 27.500 x 9.250 | <p>Tilt Out Rack is ideal for small sound systems, paging and patching applications in schools, hotels, offices or anywhere a secure, low-profile wall mount solution is required. Available in surface-mount and flush-mount styles.</p> <ul> <li>Mounts on wall surface</li> <li>Tamper resistant design ideal for use in non-secure areas</li> <li>Mount non-rackmount equipment using included clamp bars</li> <li>10-32 threaded rackrail is adjustable to accommodate handles and knobs</li> <li>Vented for effective passive thermal management</li> <li>Decora and UCP knockouts provided to mount connectors and devices</li> </ul>
Racks | Middle Atlantic | TOR-4-20RP | 4SP,20"DP TIP OUT RACK REC MT | 1017 | 915.3 | [8 empty] | 656747060717 | Y | 52 |  |  | https://assetserver.net/_assets/_prop65/shortform cancerandreprod_midat.jpg | US-United States | Mounts & Racks | Racks |  |  | 0 | Application/Usage: Patch Panel | Form Factor: Wall Mountable | Product Color: Putty | Product Material: Steel | Maximum Weight Capacity: 100 lb | 34.000 x 29.000 x 13.000 | <b>TOR-4-20RP</b><br /> Tilt Out Rack is ideal for small sound systems, paging and patching applications in schools, hotels, offices or anywhere a secure, low-profile wall mount solution is required. Available in surface-mount and flush-mount styles.
Racks | Middle Atlantic | TOR-4-20SP | 4SP,20"DP TIP OUT RACK SUR MT | 943 | 848.7 | [8 empty] | 656747060748 | Y | 52 |  | https://assetserver.net/_assets/middle atlantic/pdf/tor420sp-spec.pdf | https://assetserver.net/_assets/_prop65/shortform cancerandreprod_midat.jpg | US-United States | Mounts & Racks | Racks |  |  | 0 | Device Supported: Sound System | Maximum Load Capacity: 100 lb | Product Color: Putty | Height: 30.2" | Width: 24.5" | 8.000 x 27.000 x 27.000 | Designed with premium quality materials, this Middle Atlantic 4U Tilt-Out 20’’D Wall Rack is optimal low-profile wall storage. Thus, it is perfect for engineering, security, or announcement equipment controls. It is a lockable, inconspicuous cabinet with a 7’’ (4U) racking height and a 20’’ maximum usable depth. This wall rack involves simple installation and is then ready to tuck away any mid-size high-value security or operation devices. Built with 18-AWG gauge steel, the tilt rack offers 100 lbs. Weight capacity.
Racks | Middle Atlantic | TOR-PRT | TRIM KIT FOR PARTIAL RECESS | 117 | 105.3 | [8 empty] | 656747061431 | Y | 7.1 |  |  | https://assetserver.net/_assets/_prop65/shortform cancerandreprod_midat.jpg | US-United States | Mounts & Racks | Racks |  |  | 0 | Compatibility: TOR Series Tilt Out Wall Rack |  |  |  |  | 34.500 x 28.000 x 4.500
Racks | Middle Atlantic | TP-CR-BKT | INTEGREAT VERTICAL CABLE RETRACTOR BRACKET | 50 | 45 | [8 empty] | 656747215742 | Y | 1.2 |  |  | https://assetserver.net/_assets/_prop65/shortform cancerandreprod_midat.jpg | US | Mounts & Racks | Racks |  |  | 0 | Device Supported: Cable Retractor | Compatibility: Middle Atlantic InteGreat Cable Retractor | Environmentally Friendly: Yes | Environmental Certification: GREENGUARD | Environmental Certification: GREENGUARD | 6.250 x 5.250 x 5.000 | <p>Bracket for InteGreat Cable Retractor, changes mounting position of cable retractor to InteGreat Table Box for more compact fit.</p>
Racks | Middle Atlantic | TRACK25 | PR 25"REMOVABLE SERVICE TRACKS | 532 | 478.8 | [8 empty] | 656747022425 | Y | 13 |  |  | https://assetserver.net/_assets/_prop65/shortform cancerandreprod_midat.jpg | US-United States | Mounts & Racks | Racks |  |  | 0 | Form Factor: Rack-mountable | Length: 25" | Weight (Approximate): 8.90 lb |  |  | 32.000 x 5.000 x 4.000
Racks | Middle Atlantic | TRACK31 | PR 31"REMOVABLE SERVICE TRACKS | 569 | 512.1 | [8 empty] | 656747056413 | Y | 14 |  |  | https://assetserver.net/_assets/_prop65/shortform cancerandreprod_midat.jpg | US-United States | Mounts & Racks | Racks |  |  | 0 | Product Color: Black | Compatibility: <p>Middle Atlantic AX-SXR-xx Rotating Rack</p> | Limited Warranty: Lifetime |  |  | 38.000 x 5.000 x 4.000
Racks | Middle Atlantic | TRACK50 | PR 50"REMOVABLE SERVICE TRACKS | 606 | 545.4 | [8 empty] | 656747022432 | Y | 21 |  |  | https://assetserver.net/_assets/_prop65/shortform cancerandreprod_midat.jpg | US-United States | Mounts & Racks | Racks |  |  | 0 | Product Color: Black | Compatibility: <p><b>Middle Atlantic Racks:</b></p><ul><li>AXS Series</li><li>SAX Series</li><li>AXS-xx-26 Series</li></ul> | Limited Warranty: Lifetime |  |  | 57.000 x 5.000 x 4.000
Racks | Middle Atlantic | TRACKL | AX-S TRACK LEVELER | 157 | 141.3 | [8 empty] | 656747022449 | Y | 3.96 |  |  | https://assetserver.net/_assets/_prop65/shortform cancerandreprod_midat.jpg | US-United States | Mounts & Racks | Racks |  |  | 0 | Form Factor: Rack-mountable |  |  |  |  | 30.000 x 5.000 x 3.000
Racks | Middle Atlantic | TS | BLACK POWCT 45SP TRIMSTRIP 1PC | 45 | 40.5 | [8 empty] | 656747022456 | Y | 0.43 |  |  | https://assetserver.net/_assets/_prop65/shortform cancerandreprod_midat.jpg | US-United States | Mounts & Racks | Racks |  |  | 0 | Device Supported: Rack | Product Color: Black Powder Coat | Height: 77" | Width: 0.5" | Environmentally Friendly: Yes | 84.250 x 4.750 x 3.000 | <b>TS</b><br />As a final aesthetic complement to any installation, add our finishing trim strips. A quick, clean and effective method of ncovering rack screws once the job is complete. Each channel-shaped trim strip measures 45 spaces (78-3/4" long), and features internal grooves that fit into the supplied snap washers. Offered in black powder coat finish, trim strips are cut easily to size with a hacksaw. Sold in individual strips.
Racks | Middle Atlantic | TS1022 | 10-22 AX-S SERVICE STAND | 681 | 612.9 | [8 empty] | 656747022463 | Y | 14.51 |  |  | https://assetserver.net/_assets/_prop65/shortform cancerandreprod_midat.jpg | US-United States | Mounts & Racks | Racks |  |  | 0 | Minimum Adjustable Stand Height: 10" | Maximum Adjustable Stand Height: 22" | Height Adjustable: Yes | Features: Removable | Height: 22" | 20.000 x 21.000 x 6.000
Racks | Middle Atlantic | TS1640 | 16-40 AX-S SERVICE STAND | 754 | 678.6 | [8 empty] | 656747022470 | Y | 20.71 |  |  | https://assetserver.net/_assets/_prop65/shortform cancerandreprod_midat.jpg | US-United States | Mounts & Racks | Racks |  |  | 0 | Form Factor: Floor Standing | Product Color: Black Powder Coat | Product Material: Steel | Height: 24" | Environmentally Friendly: Yes | 6.000 x 20.000 x 21.000 | For 16 to 40 height range off the floor
Racks | Middle Atlantic | TS310 | 3-10 AX-S SERVICE STAND | 502 | 451.8 | [8 empty] | 656747022487 | Y | 17.9 |  |  | https://assetserver.net/_assets/_prop65/shortform cancerandreprod_midat.jpg | US-United States | Mounts & Racks | Racks |  |  | 0 | Features: Adjustable Leveling Feet | Form Factor: Floor Standing | Product Color: Black | Environmentally Friendly: Yes | Environmental Certification: GREENGUARD | 21.100 x 13.250 x 13.000
Racks | Middle Atlantic | TSW-15 | HOOK & LOOP SADDLES,15PC | 41 | 36.9 | [8 empty] | 656747094439 | Y | 1 | https://assetserver.net/_assets/middle atlantic/1000/tsw15.jpg |  | https://assetserver.net/_assets/_prop65/shortform cancerandreprod_midat.jpg | US | Mounts & Racks | Racks |  |  | 0 | [5 empty] | 3.750 x 7.000 x 2.000 | Perforated steel lacer strips mount vertically to rackrail brackets and provide many locations for securing cable ties. Lacer strips can be cut down easily to smaller sizes. LACE-OWP and LACE-OP strips feature tie posts for sliding on pre-wrapped cable bundles using cable ties or up to 3/4-inch wide Velcro&reg; straps. Some lacer strips also accept cage nuts or mounting of select power strips for increased versatility.
Racks | Middle Atlantic | TW12 | (12)CABLE/WIRE MANAGEMENT STRAPS | 28 | 25.2 | [8 empty] | 656747068386 | Y | 0.04 |  |  | https://assetserver.net/_assets/_prop65/shortform cancerandreprod_midat.jpg | US-United States | Mounts & Racks | Racks |  |  | 0 | Cable Manager Type: Tie | Limited Warranty: 3 Year | Each pack includes 12 pieces |  |  | 3.500 x 3.500 x 1.000
Racks | Middle Atlantic | TW2B | 2 BLT TWISTLOC (1) PORT UPC PNL | 30 | 27 | [8 empty] | 656747022562 | Y | 0.1 |  |  | https://assetserver.net/_assets/_prop65/shortform cancerandreprod_midat.jpg | US-United States | Mounts & Racks | Racks |  |  | 0 | Aluminum construction with black brushed and anodized finish | Fits in UCP Series frame kits, swinging frame, chassis, and cable tray |  |  |  | 3.500 x 3.500 x 0.320
Racks | Middle Atlantic | TW3B | 3 BLT TWISTLOC (1) PORT UCP PNL | 30 | 27 | [8 empty] | 656747022586 | Y | 0.1 |  |  | https://assetserver.net/_assets/_prop65/shortform cancerandreprod_midat.jpg | US-United States | Mounts & Racks | Racks |  |  | 0 | Aluminum construction with black brushed and anodized finish | Fits in UCP Series frame kits, swinging frame, chassis, and cable tray |  |  |  | 3.500 x 3.500 x 0.320
Racks | Middle Atlantic | U1-RP12 | 12PC. U1 RACKSHELF PACK | 936 | 842.4 | [8 empty] | 656747033988 | Y | 54.75 |  |  | https://assetserver.net/_assets/_prop65/shortform cancerandreprod_midat.jpg | US-United States | Mounts & Racks | Racks |  |  | 0 | Product Color: Black | Product Material: Steel | Maximum Weight Capacity: 40 lb | Height: 1.7" | Depth: 10.8" | 22.000 x 24.000 x 19.000 | The Middle Atlantic U1-RP12 is a high-quality, 1RU rack unit designed for professional audio-visual and IT installations. Measuring 10.8 inches deep, this rack unit is constructed from durable welded steel and finished with a sleek black powder coat, ensuring both strength and a polished appearance. For convenient retail display and sales, the package includes 12 units, complete with a merchandising display to showcase the product effectively. The U1-RP12 is an ideal choice for those seeking reliable and sturdy rack units for their equipment.
Racks | Middle Atlantic | U1V-4 | 1 SPACE VENTED UTILITY SHELF,4 PACK | 303 | 272.7 | [8 empty] | 656747188091 | Y | 15.3 |  |  | https://assetserver.net/_assets/_prop65/shortform cancerandreprod_midat.jpg | CN-China | Mounts & Racks | Racks |  |  | 0 | Form Factor: Rack-mountable | Color Family: Black | Product Color: Black Powder Coat | Product Material: Steel | Maximum Weight Capacity: 35 lb | 22.500 x 14.500 x 6.000 | The U1V is a 1RU, 15.4in deep vented rack mounted shelf designed to hold a variety of components. The rack mounted shelf is made of welded steel construction with a black powder coat finish, ensuring long-lasting durability. The U1V features fully vented bottom and sides to promote heat dissipation, ensuring that your components stay cool even during prolonged use. This rack mounted shelf accepts optional clamping bars to secure components, providing added safety and stability. The U1V also accepts the PD-815SC-PBSH power strip, which provides ample power for your components. It includes 3 rear brackets to prevent components from sliding backward, ensuring that your equipment remains securely in place. If you need a sturdy and reliable vented shelf for your components, the Middle Atlantic U1V is an excellent choice. With its welded steel construction, black powder coat finish, and fully vented bottom and sides, the U1V provides both durability and efficient heat dissipation. Pack of 4.
Racks | Middle Atlantic | U2MS | 2SP MID-MNT RCKSHLF 18DP BLK | 145 | 130.5 | [8 empty] | 656747022715 | Y | 8.25 |  |  | https://assetserver.net/_assets/_prop65/shortform cancerandreprod_midat.jpg | US-United States | Mounts & Racks | Racks |  |  | 0 | Features: Cable Management | Features: Vented Bottom | Form Factor: Rack-mountable | Product Color: Black | Product Material: Steel | 21.000 x 21.000 x 4.000
Racks | Middle Atlantic | U2-RP6 | 6PC. U2 RACKSHELF PACK | 622 | 559.8 | [8 empty] | 656747033995 | Y | 48 |  |  | https://assetserver.net/_assets/_prop65/shortform cancerandreprod_midat.jpg | US-United States | Mounts & Racks | Racks |  |  | 0 | [5 empty] | 22.000 x 24.000 x 19.000 | Steel construction, black powder coat finish
Racks | Middle Atlantic | U2V-4 | 2 SPACE VENTED UTILITY SHELF,4 PACK | 398 | 358.2 | 1 | [5 empty] | 1 |  | 656747188107 | Y | 26.71 |  |  | https://assetserver.net/_assets/_prop65/shortform cancerandreprod_midat.jpg | CN-China | Mounts & Racks | Racks |  |  | 0 | Features: Vented | Color Family: Black | Product Color: Black | Depth: 14.8" | Rack Height: 2U | 23.000 x 9.000 x 19.000 | The U2V is a 2RU, 15.4in deep vented rack mounted shelf designed to hold a variety of components. The rack mounted shelf is made of welded steel construction with a black powder coat finish, ensuring long-lasting durability. The U2V features fully vented bottom and sides to promote heat dissipation, ensuring that your components stay cool even during prolonged use. This rack mounted shelf accepts optional clamping bars to secure components, providing added safety and stability. The U2V also accepts the PD-815SC-PBSH power strip, which provides ample power for your components. It includes 3 rear brackets to prevent components from sliding backward, ensuring that your equipment remains securely in place. If you need a sturdy and reliable vented shelf for your components, the Middle Atlantic U2V is an excellent choice. With its welded steel construction, black powder coat finish, and fully vented bottom and sides, the U2V provides both durability and efficient heat dissipation. Pack of 4.
Racks | Middle Atlantic | U317 | 3SP RACKSHELF 17DP | 138 | 124.2 | [8 empty] | 656747022753 | Y | 8.75 |  |  | https://assetserver.net/_assets/_prop65/shortform cancerandreprod_midat.jpg | US-United States | Mounts & Racks | Racks |  |  | 0 | Features: Cable Management | Features: Vented | Form Factor: Rack-mountable | Product Color: Black | Maximum Weight Capacity: 60 lb | 20.000 x 21.000 x 6.000 | The Middle Atlantic RSHA-SONOS-AMP4 is a purpose-built RSH shelf specifically designed for multi-zone Sonos Amp installations within enclosures. Developed in partnership with Sonos, this innovative shelf provides the ultimate mounting solution for up to two Sonos Amps. It comes equipped with shelf-mounted lacing bars for cable management, clamping bars for securely holding the amps, and an anodized faceplate, all offered under a single part number for convenience and efficiency. Featuring a patented "face-after" design, the RSHA-SONOS-AMP4 allows for tool-free assembly, making installation straightforward and efficient. This design enables users to easily install components and attach the faceplate after the shelf is rack-mounted, ensuring a seamless setup. The shelf face is precisely crafted for the Sonos Amp, guaranteeing a perfect fit and a professional appearance, tailored specifically to enhance the installation experience. Additional features of the RSHA-SONOS-AMP4 include fully ventilated ears and a bottom panel for efficient airflow, pop and twist Forward Stop Brackets for easy component positioning adjustments, and a universal mounting pattern for flexible device placement and cable management. Finished with a black brushed and anodized coating, the shelf offers a sleek look, precision-cut openings, and an overall clean appearance. These elements work together to provide optimal thermal management and secure component placement for reliable system performance.
Racks | Middle Atlantic | U4 | 4SP RACKSHELF 15.5DP | 133 | 119.7 | [8 empty] | 656747022807 | Y | 9 |  |  | https://assetserver.net/_assets/_prop65/shortform cancerandreprod_midat.jpg | MX | Mounts & Racks | Racks |  |  | 0 | Form Factor: Rack-mountable | Product Color: Black Powder Coat | Product Material: Steel | Maximum Weight Capacity: 85 lb | Height: 7" | 14.000 x 21.000 x 3.000 | <p>These easy-to-install shelves fit all components up to 17 3/8" wide to quickly meet all of your rackmounting needs. Made from 16-gauge steel, each unit is individually boxed.</p>
Racks | Middle Atlantic | U4V | 4 SPACE VENTED UTILITY SHELF | 133 | 119.7 | [8 empty] | 656747110627 | Y | 10 |  |  | https://assetserver.net/_assets/_prop65/shortform cancerandreprod_midat.jpg | MX | Mounts & Racks | Racks |  |  | 0 | Features: Vented | Form Factor: Rack-mountable | Product Color: Black | Maximum Weight Capacity: 85 lb | Height: 7" | 20.000 x 21.000 x 8.000 | The Middle Atlantic U4V is a 4RU, 15.9-inch deep rack shelf designed for reliable equipment mounting and organization. Made from welded steel with a black powder coat finish, it ensures long-lasting durability and a sleek appearance. The shelf features fully vented bottom and sides to promote efficient heat dissipation, maintaining optimal airflow for equipment performance. It is compatible with optional clamping bars for securing components and accepts the PD-815SC-PBSH power strip for power management. Additionally, the U4V includes three rear brackets to prevent components from sliding backward, providing added stability and security.
Racks | Middle Atlantic | UCP-ADP | 1900 ELEC BOX UCP ADAPTER | 28 | 25.2 | [8 empty] | 656747022845 | Y | 0.4 |  |  | https://assetserver.net/_assets/_prop65/shortform cancerandreprod_midat.jpg | US-United States | Mounts & Racks | Racks |  |  | 0 | Product Color: Black | Product Material: Steel | Compatibility: Middle Atlantic Single UCP Module 1900 Box | Limited Warranty: Lifetime |  | 3.500 x 3.500 x 0.320
Racks | Middle Atlantic | UCPB1 | SINGLE UCP BLANK PNL | 25 | 22.5 | [8 empty] | 656747022890 | Y | 0.3 |  |  | https://assetserver.net/_assets/_prop65/shortform cancerandreprod_midat.jpg | US-United States | Mounts & Racks | Racks |  |  | 0 | Product Color: Black | Height: 3.1" | Width: 3.4" | Depth: 0.1" | Limited Warranty: Lifetime | 10.000 x 5.000 x 0.250 | Design and build custom connector panels using off-the-shelf materials! The UCP Series modular custom panel system assembles easily using a chassis or frame kit and a selection of pre-punched modules.
Racks | Middle Atlantic | UCPB2 | DOUBLE UCP BLANK PNL | 48 | 43.2 | [8 empty] | 656747022906 | Y | 0.4 |  |  | https://assetserver.net/_assets/_prop65/shortform cancerandreprod_midat.jpg | US-United States | Mounts & Racks | Racks |  |  | 0 | Product Color: Black | Product Material: Steel | Compatible Rack Height: 2U | Height: 3.5" | Width: 6.8" | 10.000 x 5.000 x 0.250 | Design and build custom connector panels using off-the-shelf materials! The UCP Series modular custom panel system assembles easily using a chassis or frame kit and a selection of pre-punched modules.
Racks | Middle Atlantic | UCPB3 | TRIPLE UCP BLANK PNL | 62 | 55.8 | [8 empty] | 656747022913 | Y | 0.4 |  |  | https://assetserver.net/_assets/_prop65/shortform cancerandreprod_midat.jpg | US-United States | Mounts & Racks | Racks |  |  | 0 | Product Color: Black | Height: 3.5" | Width: 10.2" | Depth: 0.1" | Limited Warranty: Lifetime | 3.500 x 3.500 x 0.320 | Design and build custom connector panels using off-the-shelf materials! The UCP Series modular custom panel system assembles easily using a chassis or frame kit and a selection of pre-punched modules.
Racks | Middle Atlantic | UCP-CH | UCP CHASSIS 9"DEEP W/TOP&BOT | 209 | 188.1 | [8 empty] | 656747022852 | Y | 8.35 |  |  | https://assetserver.net/_assets/_prop65/shortform cancerandreprod_midat.jpg | US-United States | Mounts & Racks | Racks |  |  | 0 | [5 empty] | 18.000 x 21.000 x 4.000 | <p>The 2 space UCP chassis holds five modules in the front, and five modules in the rear. Shipped fully-assembled, each unit is comprised of four threaded FK bars, a pair of ears 9" deep, top and bottom, and all necessary module mounting hardware. The top &amp; bottom can be easily removed, leaving the frame intact.</p><ul><li>2-space chassis holds 5 UCP modules in front, and 5 more in the rear</li><li>Shipped fully assembled</li><li>Includes module mounting hardware</li><li>Top and bottom can be easily removed</li></ul><p><br /></p>
Racks | Middle Atlantic | UCP-CT | UCP CABLE TRAY | 124 | 111.6 | [8 empty] | 656747022869 | Y | 2.95 |  |  | https://assetserver.net/_assets/_prop65/shortform cancerandreprod_midat.jpg | US-United States | Mounts & Racks | Racks |  |  | 0 | Cable Manager Type: Cable Tray | Product Color: Black | Product Material: Steel | Rack Height: 2U | Height: 3.50" | 6.000 x 23.000 x 6.000 | The UCP cable tray includes FK2 bars, mounting ears and bottom. 5-inch deep tray provides superior cable strain relief with a multitude of wire-tie slots. Occupies 2 rackspaces (3-1/2-inch).
Racks | Middle Atlantic | UCP-FAN | UCP FAN MOUNT KIT,INCL FAN | 132 | 118.8 | [8 empty] | 656747094897 | Y | 1.5 |  |  | https://assetserver.net/_assets/_prop65/shortform cancerandreprod_midat.jpg | US-United States | Mounts & Racks | Racks |  |  | 0 | Number of Fans: 1 | Maximum Airflow: 15 CFM | Product Color: Black | Product Material: Steel | Maximum Fan Diameter: 2.38" | 5.000 x 6.000 x 2.000 | Extend equipment life by removing heat from within an enclosure. Operates on 12VDC using integral 12-inch long pigtail leads, includes power supply.
Racks | Middle Atlantic | UCP-SF | 2SP HINGED UCP FRAME KIT | 88 | 79.2 | [8 empty] | 656747022876 | Y | 0.4 |  |  | https://assetserver.net/_assets/_prop65/shortform cancerandreprod_midat.jpg | US-United States | Mounts & Racks | Racks |  |  | 0 | Hinged version of FK2 frame kit holds 5 UCP modules in front face | Captive thumbscrews allow opening of the frame without tools | Includes module mounting hardware | Occupies two rackspaces |  | 3.500 x 3.500 x 0.320 | This hinged version of the FK2 frame kit allows rear access to modules. Captive 10-32 threaded thumbscrews hold the frame closed and require no tools to open. Kit includes a pair of threaded FK bars, hinged ear, captive thumbscrew ear, and all module mounting hardware. Occupies 2 rackspaces (3-1/2").
Racks | Middle Atlantic | UCP-VT | SINGLE VENTED UCP PNL | 28 | 25.2 | [8 empty] | 656747022883 | Y | 0.3 | https://assetserver.net/_assets/middle atlantic/1000/ucpvt.jpg |  | https://assetserver.net/_assets/_prop65/shortform cancerandreprod_midat.jpg | US-United States | Mounts & Racks | Racks |  |  | 0 | [5 empty] | 3.500 x 3.500 x 0.320 | Design and build custom connector panels using off-the-shelf materials! The UCP Series modular custom panel system assembles easily using a chassis or frame kit and a selection of pre-punched modules.
Racks | Middle Atlantic | UFA-14.5 | 1SP UNIV FA SHELF,14.5"D | 101 | 90.9 | [8 empty] | 656747140518 | Y | 2.5 |  |  | https://assetserver.net/_assets/_prop65/shortform cancerandreprod_midat.jpg | US-United States | Mounts & Racks | Racks |  |  | 0 | Features: Cable Management | Form Factor: Rack-mountable | Maximum Weight Capacity: 25 lb | Rack Height: 1U | Rack Width: 17.25" | 20.750 x 17.500 x 4.000 | "Universal Face-After" shelves designed to mount small items conveniently in the front or rear of a rack while providing outstanding cable management and small device tie down points. These shelves feature the unique ability to mount a faceplate after the shelf is installed and populated, providing an attractive and secure covering.<br>
Racks | Middle Atlantic | UFA-14.5-4 | 1SP UNIV FA SHF 14.5D,4PK | 364 | 327.6 | [8 empty] | 656747140525 | Y | 11.7 |  |  | https://assetserver.net/_assets/_prop65/shortform cancerandreprod_midat.jpg | US | Mounts & Racks | Racks |  |  | 0 | Features: Cable Management | Form Factor: Rack-mountable | Product Color: Black Powder Coat | Product Material: Steel | Maximum Weight Capacity: 25 lb | 20.630 x 7.880 x 17.750 | <b>UFA-14.5-4</b><br> "Universal Face-After" shelves designed to mount small items conveniently in the front or rear of a rack while providing outstanding cable management and small device tie down points. These shelves feature the unique ability to mount a faceplate after the shelf is installed and populated, providing an attractive and secure covering.
Racks | Middle Atlantic | UFA-8 | 1SP UNIV FA SHELF,8"DEEP | 76 | 68.4 | [8 empty] | 656747140495 | Y | 2.5 | https://assetserver.net/_assets/middle atlantic/1000/ufa8.jpg |  | https://assetserver.net/_assets/_prop65/shortform cancerandreprod_midat.jpg | US-United States | Mounts & Racks | Racks |  |  | 0 | Features: Cable Management | Form Factor: Rack-mountable | Maximum Weight Capacity: 35 lb | Rack Height: 1U |  | 20.250 x 13.000 x 2.000 | Universal Face-After-inch shelves designed to mount small items conveniently in the front or rear of a rack while providing outstanding cable management and small device tie down points. These shelves feature the unique ability to mount a faceplate after the shelf is installed and populated, providing an attractive and secure covering.
Racks | Middle Atlantic | UFA-8-4 | 1SP UNIV FA SHLF 8"D,4PK | 279 | 251.1 | [8 empty] | 656747140501 | Y | 6.3 | https://assetserver.net/_assets/middle atlantic/1000/ufa84.jpg |  | https://assetserver.net/_assets/_prop65/shortform cancerandreprod_midat.jpg | US-United States | Mounts & Racks | Racks |  |  | 0 | Features: Cable Management | Form Factor: Rack-mountable | Maximum Weight Capacity: 35 lb | Rack Height: 1U |  | 20.000 x 13.500 x 8.500 | Universal Face-After-inch shelves designed to mount small items conveniently in the front or rear of a rack while providing outstanding cable management and small device tie down points. These shelves feature the unique ability to mount a faceplate after the shelf is installed and populated, providing an attractive and secure covering.
Racks | Middle Atlantic | UFA-8-F1 | 1SP SHF 8"D W/1U FA,BPC | 92 | 82.8 | 16 | [6 empty] | 16 | 656747140549 | Y | 2.5 |  |  | https://assetserver.net/_assets/_prop65/shortform cancerandreprod_midat.jpg | US-United States | Mounts & Racks | Racks |  |  | 0 | Features: Cable Management | Form Factor: Rack-mountable | Product Color: Black Powder Coat | Product Material: Steel | Maximum Weight Capacity: 35 lb | 20.000 x 13.500 x 2.000 | ""Universal Face-After"" shelves designed to mount small items conveniently in the front or rear of a rack while providing outstanding cable management and small device tie down points. These shelves feature the unique ability to mount a faceplate after the shelf is installed and populated, providing an attractive and secure covering.
Racks | Middle Atlantic | UFA-8-F2 | 1SP SHF 8"D W/2U FA,BPC | 97 | 87.3 | 3 | 3 | [6 empty] | 656747140570 | Y | 3.9 |  |  | https://assetserver.net/_assets/_prop65/shortform cancerandreprod_midat.jpg | US-United States | Mounts & Racks | Racks |  |  | 0 | Features: Cable Management | Form Factor: Rack-mountable | Maximum Weight Capacity: 35 lb | Rack Height: 2U |  | 22.500 x 20.250 x 12.000 | "Universal Face-After" shelves designed to mount small items conveniently in the front or rear of a rack while providing outstanding cable management and small device tie down points. These shelves feature the unique ability to mount a faceplate after the shelf is installed and populated, providing an attractive and secure covering.
Racks | Middle Atlantic | UFAF-1 | 1SP PANEL,UFA SERIES BPC | 22 | 19.8 | [8 empty] | 656747140532 | Y | 0.7 |  |  | https://assetserver.net/_assets/_prop65/shortform cancerandreprod_midat.jpg | US-United States | Mounts & Racks | Racks |  |  | 0 | Product Color: Black Powder Coat | Product Material: Steel | Compatible Rack Height: 1U | Height: 1.8" | Width: 19" | 18.250 x 2.000 x 1.000 | <p><br />"Universal Face-After" shelves designed to mount small items conveniently in the front or rear of a rack while providing outstanding cable management and small device tie down points. These shelves feature the unique ability to mount a faceplate after the shelf is installed and populated, providing an attractive and secure covering.</p> <ul> <li>Black powder coat finish</li> </ul>
Racks | Middle Atlantic | UFAF-1A | 1SP PANEL,UFA SERIES BBA | 40 | 36 | [8 empty] | 656747140556 | Y | 1 |  |  | https://assetserver.net/_assets/_prop65/shortform cancerandreprod_midat.jpg | US | Mounts & Racks | Racks |  |  | 0 | Product Color: Black | Compatible Rack Height: 1U | Height: 3.5" | Compatibility: Middle Atlantic UFA Shelves | Limited Warranty: Lifetime | 19.000 x 2.000 x 1.000 | <p>"Universal Face-After" shelves designed to mount small items conveniently in the front or rear of a rack while providing outstanding cable management and small device tie down points. These shelves feature the unique ability to mount a faceplate after the shelf is installed and populated, providing an attractive and secure covering.</p>
Racks | Middle Atlantic | UFAF-2 | 2SP PANEL,UFA SERIES BPC | 26 | 23.4 | 11 | 1 | [5 empty] | 10 | 656747140563 | Y | 1.2 |  |  | https://assetserver.net/_assets/_prop65/shortform cancerandreprod_midat.jpg | US | Mounts & Racks | Racks |  |  | 0 | Product Color: Black | Compatible Rack Height: 2U | Height: 3.5" | Compatibility: Middle Atlantic UFA Shelves | Limited Warranty: Lifetime | 19.000 x 3.500 x 1.000 | <p>"Universal Face-After" shelves designed to mount small items conveniently in the front or rear of a rack while providing outstanding cable management and small device tie down points. These shelves feature the unique ability to mount a faceplate after the shelf is installed and populated, providing an attractive and secure covering.</p>
Racks | Middle Atlantic | UFAF-2A | 2SP PANEL,UFA SERIES BBA | 45 | 40.5 | [8 empty] | 656747140587 | Y | 0.5 |  |  | https://assetserver.net/_assets/_prop65/shortform cancerandreprod_midat.jpg | US-United States | Mounts & Racks | Racks |  |  | 0 | Product Color: Black | Compatible Rack Height: 2U | Height: 3.5" | Compatibility: Middle Atlantic UFA Shelves | Limited Warranty: Lifetime | 19.000 x 3.500 x 1.000 | <p>"Universal Face-After" shelves designed to mount small items conveniently in the front or rear of a rack while providing outstanding cable management and small device tie down points. These shelves feature the unique ability to mount a faceplate after the shelf is installed and populated, providing an attractive and secure covering.</p>
Racks | Middle Atlantic | UFAF-3 | 3SP PANEL,UFA SERIES BPC | 34 | 30.6 | [8 empty] | 656747140594 | Y | 0.7 |  |  | https://assetserver.net/_assets/_prop65/shortform cancerandreprod_midat.jpg | US-United States | Mounts & Racks | Racks |  |  | 0 | Product Color: Black Powder Coat | Product Material: Steel | Compatible Rack Height: 3U | Height: 5.3" | Width: 19" | 19.000 x 5.000 x 1.000 | <p>"Universal Face-After" shelves designed to mount small items conveniently in the front or rear of a rack while providing outstanding cable management and small device tie down points. These shelves feature the unique ability to mount a faceplate after the shelf is installed and populated, providing an attractive and secure covering.</p> <ul> <li>Black powder coat finish</li> </ul>
Racks | Middle Atlantic | UFAF-3A | 3SP PANEL,UFA SERIES BBA | 53 | 47.7 | [8 empty] | 656747140600 | Y | 1.6 |  |  | https://assetserver.net/_assets/_prop65/shortform cancerandreprod_midat.jpg | US-United States | Mounts & Racks | Racks |  |  | 0 | Product Color: Black | Compatible Rack Height: 3U | Height: 5.3" | Compatibility: Middle Atlantic UFA Shelves |  | 19.000 x 5.000 x 0.500 | <p>"Universal Face-After" shelves designed to mount small items conveniently in the front or rear of a rack while providing outstanding cable management and small device tie down points. These shelves feature the unique ability to mount a faceplate after the shelf is installed and populated, providing an attractive and secure covering.</p>
Racks | Middle Atlantic | UFAF-4 | 4SP PANEL,UFA SERIES BPC | 41 | 36.9 | [8 empty] | 656747140617 | Y | 2.1 |  |  | https://assetserver.net/_assets/_prop65/shortform cancerandreprod_midat.jpg | US-United States | Mounts & Racks | Racks |  |  | 0 | Product Color: Black | Compatible Rack Height: 4U | Height: 7" | Compatibility: Middle Atlantic UFA Shelves |  | 19.000 x 7.000 x 0.500 | <p>"Universal Face-After" shelves designed to mount small items conveniently in the front or rear of a rack while providing outstanding cable management and small device tie down points. These shelves feature the unique ability to mount a faceplate after the shelf is installed and populated, providing an attractive and secure covering.</p>
Racks | Middle Atlantic | UFAF-4A | 4SP PANEL,UFA SERIES BBA | 66 | 59.4 | [8 empty] | 656747140624 | Y | 2.1 |  |  | https://assetserver.net/_assets/_prop65/shortform cancerandreprod_midat.jpg | US-United States | Mounts & Racks | Racks |  |  | 0 | Product Color: Black | Compatible Rack Height: 4U | Height: 7" | Compatibility: Middle Atlantic UFA Shelves |  | 19.000 x 7.000 x 0.500 | <p>"Universal Face-After" shelves designed to mount small items conveniently in the front or rear of a rack while providing outstanding cable management and small device tie down points. These shelves feature the unique ability to mount a faceplate after the shelf is installed and populated, providing an attractive and secure covering.</p>
Racks | Middle Atlantic | UMS1-11.5 | 1SP UNIVERSAL MOUNTING SHELF,11.5"D | 91 | 81.9 | 27 | 19 | [5 empty] | 8 | 656747204357 | Y | 3 |  |  | https://assetserver.net/_assets/_prop65/shortform cancerandreprod_midat.jpg | US-United States | Mounts & Racks | Racks |  |  | 0 | Form Factor: Rack-mountable | Product Color: Black Textured Powder Coat | Product Material: Steel | Maximum Weight Capacity: 25 lb | Height: 1.8" | 20.250 x 13.000 x 2.000 | Universal mounting pattern holds Extron and other small devices in front or rear of rack. Includes counter-sunk holes to match popular Extron devices. Steel construction with black powder coat finish. Includes 3/16 length flat head screws, 16 qty #4 and 4 qty #6, for the purpose of securing components to the shelf.
Racks | Middle Atlantic | UMS1-11.5K | 1SP UNIVERSAL MOUNTING SHELF,11.5"D,KIT | 187 | 168.3 | [8 empty] | 656747204326 | Y | 3.78 |  |  | https://assetserver.net/_assets/_prop65/shortform cancerandreprod_midat.jpg | US-United States | Mounts & Racks | Racks |  |  | 0 | Rack Type: Open Frame | Form Factor: Rack-mountable | Product Color: Black Textured Powder Coat | Product Material: Steel | Maximum Weight Capacity: 25 lb | 20.250 x 13.500 x 2.000 | <p>Universal mounting pattern holds Extron and other small devices</p> <ul> <li>Universal mounting pattern holds small items in front or rear of rack</li> <li>Includes counter-sunk holes to match popular Extron&reg; devices</li> <li>Steel construction with black powder coat finish</li> <li>Kit includes 4 partial blank panels (1/8, 1/4, 1/2 width and 1/8 height) and hardware</li> <li>Includes 3/16 length flat head screws, 16 qty #4 and 4 qty #6, for the purpose of securing components to the shelf</li> </ul>
Racks | Middle Atlantic | UMS1-3.5 | 1SP UNIVERSAL MOUNTING SHELF,3.5"D | 79 | 71.1 | 1 | [6 empty] | 1 | 656747204395 | Y | 1.7 |  |  | https://assetserver.net/_assets/_prop65/shortform cancerandreprod_midat.jpg | US | Mounts & Racks | Racks |  |  | 0 | Application/Usage: A/V Equipment | Form Factor: Rack-mountable | Product Color: Black Powder Coat | Product Material: Steel | Maximum Weight Capacity: 25 lb | 20.000 x 13.500 x 3.000
Racks | Middle Atlantic | UMS1-3.5K | 1SP UNIVERSAL MOUNTING SHELF,3.5"D,KIT | 187 | 168.3 | [8 empty] | 656747204302 | Y | 3 |  |  | https://assetserver.net/_assets/_prop65/shortform cancerandreprod_midat.jpg | US | Mounts & Racks | Racks |  |  | 0 | Form Factor: Rack-mountable | Product Color: Black Powder Coat | Product Material: Steel | Maximum Weight Capacity: 25 lb | Height: 1.8" | 20.000 x 13.500 x 3.000 | <p>Universal mounting pattern holds Extron and other small devices</p> <ul> <li>Universal mounting pattern holds small items in front or rear of rack</li> <li>Includes counter-sunk holes to match popular Extron&reg; devices</li> <li>Steel construction with black powder coat finish</li> <li>Kit includes 4 partial blank panels (1/8, 1/4, 1/2 width and 1/8 height) and hardware</li> <li>Includes 3/16 length flat head screws, 16 qty #4 and 4 qty #6, for the purpose of securing components to the shelf</li> </ul>
Racks | Middle Atlantic | UMS1-5.5 | 1SP UNIVERSAL MOUNTING SHELF,5.5"D | 83 | 74.7 | 1 | [6 empty] | 1 | 656747204340 | Y | 1.86 |  |  | https://assetserver.net/_assets/_prop65/shortform cancerandreprod_midat.jpg | US-United States | Mounts & Racks | Racks |  |  | 0 | Rack Type: Open Frame | Form Factor: Rack-mountable | Product Color: Black | Product Material: Steel | Maximum Weight Capacity: 25 lb | 1.000 x 1.000 x 1.000 | Universal mounting pattern holds Extron and other small devices in the front or rear of rack. Includes counter-sunk holes to match popular Extron devices. The steel construction rack shelf has a black powder coat finish.
Racks | Middle Atlantic | UMS1-5.5K | 1SP UNIVERSAL MOUNTING SHELF,5.5"D,KIT | 187 | 168.3 | [8 empty] | 656747204319 | Y | 2.5 |  |  | https://assetserver.net/_assets/_prop65/shortform cancerandreprod_midat.jpg | US-United States | Mounts & Racks | Racks |  |  | 0 | Form Factor: Rack-mountable | Product Color: Black Powder Coat | Product Material: Steel | Maximum Weight Capacity: 25 lb | Height: 1.8" | 20.500 x 13.500 x 2.000 | Universal mounting pattern holds Extron and other small devices in the front or rear of rack. Includes counter-sunk holes to match popular Extron devices. The steel construction rack shelf has a black powder coat finish.
Racks | Middle Atlantic | UMSFP1-1/2 | 1/2 RACK FILLER PANEL X 1SP | 56 | 50.4 | [8 empty] | 656747204364 | Y | 0.3 |  |  | https://assetserver.net/_assets/_prop65/shortform cancerandreprod_midat.jpg | US-United States | Mounts & Racks | Racks |  |  | 0 | Device Supported: Rack | Product Color: Black Powder Coat | Compatible Rack Height: 1U | Height: 1.7" | Width: 0.5" | 9.250 x 2.000 x 1.000 | <p>Works with UMS series shelves</p> <ul> <li>Filler blank panels improve appearance and support thermal management</li> <li>Installs with 4-40 screws, included</li> <li>Black powder coat finish</li> </ul>
Racks | Middle Atlantic | UMSFP1-1/4 | 1/4 RACK FILLER PANEL X 1SP | 43 | 38.7 | [8 empty] | 656747204371 | Y | 0.15 |  |  | https://assetserver.net/_assets/_prop65/shortform cancerandreprod_midat.jpg | US-United States | Mounts & Racks | Racks |  |  | 0 | Product Color: Black Powder Coat | Product Material: Steel | Compatible Rack Height: 1U | Height: 1.7" | Width: 0.3" | 7.000 x 3.000 x 0.500 | <p>Works with UMS series shelves</p> <ul> <li>Filler blank panels improve appearance and support thermal management</li> <li>Installs with 4-40 screws, included</li> <li>Black powder coat finish</li> </ul>
Racks | Middle Atlantic | UMSFP1-1/8 | 1/8 RACK FILLER PANEL X 1SP | 27 | 24.3 | [8 empty] | 656747204388 | Y | 0.18 |  |  | https://assetserver.net/_assets/_prop65/shortform cancerandreprod_midat.jpg | US-United States | Mounts & Racks | Racks |  |  | 0 | Product Color: Black Powder Coat | Product Material: Steel | Compatible Rack Height: 1U | Height: 0.7" | Width: 0.1" | 7.000 x 3.000 x 0.500 | <p>Works with UMS series shelves</p> <ul> <li>Filler blank panels improve appearance and support thermal management</li> <li>Installs with tape, included</li> <li>Black powder coat finish</li> </ul>
Racks | Middle Atlantic | UNI-1 | UNIVERSAL CONNECTOR PANEL | 59 | 53.1 | [8 empty] | 656747023026 | Y | 0.6 | https://assetserver.net/_assets/middle atlantic/1000/uni1.jpg |  | https://assetserver.net/_assets/_prop65/shortform cancerandreprod_midat.jpg | US | Mounts & Racks | Racks |  |  | 0 | [5 empty] | 19.000 x 2.000 x 0.500 | The UNI Series laser-cut connector panels feature knockouts that are designed to accept a number of connectors, including XLR and Neutrik. Our innovative design lets you mount both male and female connectors to the same holes simply by knocking out the correct pattern. Made from one-piece flanged steel, black powder coat finish.
Racks | Middle Atlantic | UNI-1-C | UNIVERSAL CONNECTOR PANEL | 90 | 81 | [8 empty] | 656747041211 | Y | 2 |  |  | https://assetserver.net/_assets/_prop65/shortform cancerandreprod_midat.jpg | US | Mounts & Racks | Racks |  |  | 0 | Product Color: Black Powder Coat | Product Material: Steel | Compatible Rack Height: 1U | Height: 1.8" | Width: 19" | 20.000 x 6.000 x 3.000 | <b>Middle Atlantic</b><br /> <p>The UNI Series laser-cut connector panels feature knockouts designed to accept a number of connectors, including XLR and Neutrik. The innovative design allows mounting of both male and female connectors to the same holes simply by knocking out the correct pattern. The UNI-1-C incorporates a 2-5/8" strain relief shelf with tie-points for cable management. Made from one-piece flanged steel, black powder coat finish.</p> <ul> <li>Laser-cut knockouts accept a range of connectors, including XLR and Neutrik</li> <li>Accepts male or female connector versions by knocking out correct pattern</li> <li>Flanged steel with black powder coat finish</li> <li>Includes a strain-relief shelf for improved cable management</li> </ul>
Racks | Middle Atlantic | UNI-2 | 2SP UNIVERSAL CONNECTOR PANEL | 85 | 76.5 | [8 empty] | 656747030260 | Y | 1.1 |  |  | https://assetserver.net/_assets/_prop65/shortform cancerandreprod_midat.jpg | US-United States | Mounts & Racks | Racks |  |  | 0 | Product Color: Black Powder Coat | Product Material: Steel | Compatible Rack Height: 2U | Height: 3.5" | Width: 19" | 19.000 x 2.000 x 0.500 | <p>The UNI Series laser-cut connector panels feature knockouts designed to accept a number of connectors, including XLR and Neutrik. The innovative design allows mounting of both male and female connectors to the same holes simply by knocking out the correct pattern. The UNI-1-C incorporates a 2-5/8" strain relief shelf with tie-points for cable management.</p> <ul> <li>Made from one-piece flanged steel, with a black powder coat finish</li> </ul>
Racks | Middle Atlantic | UNIV1 | FEMALE XLR (1) PORT UCP PNL | 30 | 27 | [8 empty] | 656747023033 | Y | 0.3 |  |  | https://assetserver.net/_assets/_prop65/shortform cancerandreprod_midat.jpg | US-United States | Mounts & Racks | Racks |  |  | 0 | Product Color: Black | Product Material: Aluminum | Height: 3.5" | Width: 3.4" | Depth: 0.1" | 3.500 x 3.500 x 1.000 | Fits Neutrik FP, MP, MDL, FDL, small Speakon, Switchcraft female XLRs, Cannon, Whirlwind (male XLRs fit as well, but leave a small gap on sides).
Racks | Middle Atlantic | UNIV2 | FEMALE XLR (2) PORT UCP PNL | 30 | 27 | [8 empty] | 656747023040 | Y | 0.2 |  |  | https://assetserver.net/_assets/_prop65/shortform cancerandreprod_midat.jpg | US-United States | Mounts & Racks | Racks |  |  | 0 | Product Color: Black | Height: 3.5" | Width: 3.4" | Compatibility: <b>Middle Atlantic Two Universal Female Connectors:<br></b><ul><li>XLR</li><li>FP</li><li>MP</li><li>MDL</li><li>FDL</li></ul> | Limited Warranty: Lifetime | 3.500 x 3.500 x 0.320 | Modules are pre-punched to accept component audio/video, XLR, Neutrik, Elco, Canare and other connector configurations. The inherent strength of the interlocking system eliminates panel deflection while inserting or removing connectors. All hardware sits flush to create a professional appearance with no unsightly gaps. Visible parts have a brushed and black anodized finish.
Racks | Middle Atlantic | UNIV3 | FEMALE XLR (3) PORT UCP PNL | 30 | 27 | [8 empty] | 656747023057 | Y | 0.2 |  |  | https://assetserver.net/_assets/_prop65/shortform cancerandreprod_midat.jpg | US-United States | Mounts & Racks | Racks |  |  | 0 | Product Color: Brushed Black | Product Material: Anodized Aluminum | Height: 3.5" | Width: 3.4" | Depth: 0.1" | 3.500 x 3.500 x 0.320 | <p>Fits Neutrik FP, MP, MDL, FDL, small Speakon, Switchcraft female XLRs, Cannon, Whirlwind (male XLRs fit as well, but leave a small gap on sides).</p> <ul> <li>Aluminum construction with black brushed and anodized finish</li> <li>Fits in UCP Series frame kits, swinging frame, chassis, and cable tray</li> </ul> <br /> <p></p>
Racks | Middle Atlantic | UNIV4 | FEMALE XLR (4) PORT UCP PNL | 30 | 27 | [8 empty] | 656747023064 | Y | 0.2 |  |  | https://assetserver.net/_assets/_prop65/shortform cancerandreprod_midat.jpg | US-United States | Mounts & Racks | Racks |  |  | 0 | Product Color: Black | Height: 3.5" | Width: 3.4" | Compatibility: <b>Middle Atlantic Four Universal Female Connectors:<br></b><ul><li>XLR</li><li>FP</li><li>MP</li><li>MDL</li><li>FDL</li></ul> | Limited Warranty: Lifetime | 3.500 x 3.500 x 0.320 | Modules are pre-punched to accept component audio/video, XLR, Neutrik, Elco, Canare and other connector configurations. The inherent strength of the interlocking system eliminates panel deflection while inserting or removing connectors. All hardware sits flush to create a professional appearance with no unsightly gaps. Visible parts have a brushed and black anodized finish.
Racks | Middle Atlantic | UNIV6 | FEMALE XLR (6) PORT UCP PNL | 30 | 27 | [8 empty] | 656747023071 | Y | 0.1 |  |  | https://assetserver.net/_assets/_prop65/shortform cancerandreprod_midat.jpg | US-United States | Mounts & Racks | Racks |  |  | 0 | Product Color: Black | Height: 3.5" | Width: 3.4" | Compatibility: <b>Middle Atlantic Six Universal Female Connectors:<br></b><ul><li>XLR</li><li>FP</li><li>MP</li><li>MDL</li><li>FDL</li></ul> | Limited Warranty: Lifetime | 3.500 x 3.500 x 0.320 | Modules are pre-punched to accept component audio/video, XLR, Neutrik, Elco, Canare and other connector configurations. The inherent strength of the interlocking system eliminates panel deflection while inserting or removing connectors. All hardware sits flush to create a professional appearance with no unsightly gaps. Visible parts have a brushed and black anodized finish.
Racks | Middle Atlantic | UP1 | 1SP UTILITY PANEL | 28 | 25.2 | [8 empty] | 656747023088 | Y | 0.08 |  |  | https://assetserver.net/_assets/_prop65/shortform cancerandreprod_midat.jpg | US-United States | Mounts & Racks | Racks |  |  | 0 | Pre-punched with slots and holes in a versatile pattern | Steel construction, black powder coat finish |  |  |  | 19.000 x 6.000 x 9.000 | <p>Can be used for lacing large cable bundles or mounting devices</p>
Racks | Middle Atlantic | UP1P | 10PK,1SP UTILITY PANEL,1.75" | 212 | 190.8 | [8 empty] | 656747103858 | Y | 5 |  |  | https://assetserver.net/_assets/_prop65/shortform cancerandreprod_midat.jpg | US-United States | Mounts & Racks | Racks |  |  | 0 | Cable Manager Type: Cable Lacing Panel | Product Color: Black | Product Material: Steel | Rack Height: 1U | Environmentally Friendly: Yes | 19.000 x 1.500 x 0.050 | <p>Use the LBP-LTF and UP1P for lacing large amounts of cable or mounting devices. Two rackspace high, the LBP-LTF features a large flange, numerous cable tie points & more surface for mounting.</p>
Racks | Middle Atlantic | UPX-1000R-2 | 1000VA 120V UPS LOCAL BANK CONTROL | 2330 | 2097 | [8 empty] | 656747395574 | Y | 51 |  | https://assetserver.net/_assets/middle atlantic/pdf/upx1000r2-spec.pdf | https://assetserver.net/_assets/_prop65/ca prop 65 short form label.jpg | CN-China | Mounts & Racks | Racks |  |  | 0 | 8 outlets-Bank Controlled option with (2) 4 outlet banks-Individually Controlled options for all 8 outlets via RackLink&trade; | 8 outlets-Bank Controlled option with (2) 4 outlet banks-Individually Controlled options for all 8 outlets via RackLink&trade; | All NEXSYS UPSs have a Pure Sine Wave output and AVR (automatic voltage regulation) providing the cleanest power to your connected equipment, especially the most sensitive equipment | All NEXSYS UPSs have a Pure Sine Wave output and AVR (automatic voltage regulation) providing the cleanest power to your connected equipment, especially the most sensitive equipment | Everything is assembled and connected right from the factory saving you time during your installations-Rack ears are pre-installed with the "4-Post" mounting brackets ready to be rack mounted even if you have a 3rd pair of rackrail-The battery is alrea... | 23.000 x 16.500 x 1.000 | Premium Series UPS Backup power with non-critical load shedding to extend run time
Racks | Middle Atlantic | UPX-RLNK-2000R-2 | NEXSYS UPS Backup Power System - UPX-RLNK-2000R-2 | 3911 | 3519.9 | [8 empty] | 656747395628 | Y | 71 |  | https://assetserver.net/_assets/middle atlantic/pdf/upxrlnk2000r2-spec.pdf | https://assetserver.net/_assets/_prop65/ca prop 65 short form label.jpg | US | Mounts & Racks | Racks |  |  | 0 | AVR: Yes | Plug/Connector Type: NEMA 5-20P | Receptacle Type: NEMA 5-20R | Receptacle Detail: 8 x NEMA 5-20R | Dataline Protection: RJ-45 | 29.500 x 23.000 x 8.000 | NEXSYS is built on a promise that we’ve kept for over two decades – more than half the life of the company – that our power products are designed, engineered, and built for AV. It’s one thing to say it, it’s another thing to prove it. And our NEXSYS Line Interactive UPSs prove it, we promise. They are built with premium components to keep your AV systems running as smoothly as you’d expect.
Racks | Middle Atlantic | UPX-RLNK-OL1500R-2 | 1500VA 120V OL UPS RLNK BANK CONTROL | 4156 | 3740.4 | [8 empty] | 656747397868 | N | 51.9 |  |  |  | US | Mounts & Racks | Racks |  |  | 0 | [5 empty] | 21.500 x 24.000 x 8.000 | <p>NEXSYS is built on a promise that we've kept for over two decades - more than half the life of the company - that our power products are designed, engineered, and built for AV. It's one thing to say it, it's another thing to prove it. And our NEXSYS Online UPSs prove it, we promise. They are built with premium components to keep your AV systems running as smoothly as you'd expect.</p><p><b>RackLink&#8482; Cloud Enabled</b></p><p>Designed specifically for AV professionals, RackLink&#8482; Cloud provides an intuitive and centralized interface for device-level control. Seamlessly manage and monitor all your NEXSYS UPSs and unlock new levels of efficiency, control, customer satisfaction, and revenue streams.</p><p><b>Control Concepts Supported Product</b></p><p>Have the confidence that our modules and plug-ins are developed and backed by Control Concepts, the premier software developer for the AV industry.</p><ul><li>8 Outlets with Bank Control; (2) outlet banks with 4 outlets each</li><li>1500VA and 15 Amp</li><li>An <b>Out-of-Box(y) Experience.&nbsp;</b>Everything is assembled and connected right from the factory saving you time during your installations; Rack ears are pre-installed with the "4-Post" mounting brackets ready to be rack mounted even if you have a 3<sup>rd </sup>pair of rackrail - The battery is already connected so just plug it in</li><li><b>Customization is a Breeze. </b>The NEXSYS Power Management Software on your PC allows you to&nbsp;customize and configure various settings and notifications if you don't like our default settings - we won't be offended</li><li><b>RackLink&#8482;&nbsp;Remote Management. </b>RackLink compatible for remote monitoring and management right out of the box! Use the RackLink Discovery Tool on your on PC, Apple or Android devices and connect directly to the UPS.</li><li><b>Pure Power. </b>All NEXSYS Online Double Conversion UPSs have a Pure Sine Wave output providing the cleanest power to your connected equipment, especially the most sensitive equipment</li><li><b>No time to wait.&nbsp;</b>Absolute zero transfer time because the connected equipment is ALWAYS powered from the battery. Keep in mind, that batteries in Online UPSs do need to be replaced more frequently, but NEXSYS will give you the heads up when that time comes.</li><li><b>"NEXSYS, alert me when...".&nbsp;</b>Set reminders or notifications for things like battery replacement, etc. via email or on the UPS</li><li><b>Swap it like it's hot.</b>Hot-swappable battery from the front access panel for easy service without disrupting the system</li><li>The IEC Input allows for better cable management of the power cord if shorter or longer cords are required; Includes a 6' (1.8m) SignalSAFE&#8482; IEC power cord</li><li>Energy Star Certified; The ONLY Online UPS with Energy Star in the AV market</li></ul>
Racks | Middle Atlantic | UPX-RLNK-OL2000R-2 | 2000VA 120V OL UPS RLNK BANK CONTROL | 5744 | 5169.6 | [8 empty] | 656747397882 | Y | 30 | https://assetserver.net/_assets/middle atlantic/1000/upxrlnkol2000r2.jpg | https://assetserver.net/_assets/middle atlantic/pdf/upxrlnkol2000r2-spec.pdf |  | CN | Mounts & Racks | Racks |  |  | 0 | 2000VA | 20 Amp | 8 Outlets with Bank Control (2) outlet banks with 4 outlets each | An Out-of-Box(y) Experience. Everything is assembled and connected right from the factory saving you time during your installations | Rack ears are pre-installed with the “4-Post” mounting brackets ready to be rack mounted even if you have a 3rd pair of rackrail, The battery is already connected so just plug it in | 22.000 x 24.000 x 8.000 | NEXSYS is built on a promise that we’ve kept for over two decades – more than half the life of the company – that our power products are designed, engineered, and built for AV. It’s one thing to say it, it’s another thing to prove it. And our NEXSYS Line Interactive UPSs prove it, we promise. They are built with premium components to keep your AV systems running as smoothly as you’d expect.
Racks | Middle Atlantic | UQFP-2 | ULTRA QFP 2 FAN LED | 621 | 558.9 | [8 empty] | 656747070457 | Y | 4 | https://assetserver.net/_assets/middle atlantic/1000/uqfp2.jpg |  | https://assetserver.net/_assets/_prop65/shortform cancerandreprod_midat.jpg | CN-China | Mounts & Racks | Racks |  |  | 0 | Number of Fans: 2 | Maximum Air Flow: 50 CFM | Input Voltage: 110 V AC | Product Color: Black | Compatible Rack Height: 2U | 3.400 x 19.000 x 3.500 | The two rackspace Ultra Quiet Fan Panel System provides smart cooling and monitoring to ensure a reliable installation in areas where fan noise is not an option, including boardrooms, classrooms, offices, houses of worship, etc. Thermostatic, proportional speed DC fan control ensures ultra quiet operation by varying fan speed based on enclosure temperature. Overtemp notification, local and remote, offers additional operation monitoring. A unique feature of the system provides notification in the event of fan failure via a local display or remote signal to an external alarm device.
Racks | Middle Atlantic | UQFP-2D | ULTRA QFP 2 FAN LED DISPLAY | 1064 | 957.6 | [8 empty] | 656747070464 | Y | 4 |  |  | https://assetserver.net/_assets/_prop65/shortform cancerandreprod_midat.jpg | US | Mounts & Racks | Racks |  |  | 0 | [5 empty] | 24.250 x 3.625 x 4.750 | The two rackspace Ultra Quiet Fan Panel System provides smart cooling and monitoring to ensure a reliable installation in areas where fan noise is not an option, including boardrooms, classrooms, offices, houses of worship, etc. Thermostatic, proportional speed DC fan control ensures ultra quiet operation by varying fan speed based on enclosure temperature. Overtemp notification, local and remote, offers additional operation monitoring. A unique feature of the system provides notification in the event of fan failure via a local display or remote signal to an external alarm device. 50 CFM cooling capacity Digital processor varies fan speed based on enclosure temperature for ultra quiet operation Front panel rack temperature and alert display provides instant system status On-board digital processor monitors rack temperature via external sensor Local and remote notification of over temperature and fan fault can be sent to a control system
Racks | Middle Atlantic | UQFP-4 | ULTRA QFP 4 FAN LED | 701 | 630.9 | [8 empty] | 656747070471 | Y | 4.8 | https://assetserver.net/_assets/middle atlantic/1000/uqfp4.jpg |  | https://assetserver.net/_assets/_prop65/shortform cancerandreprod_midat.jpg | CN-China | Mounts & Racks | Racks |  |  | 0 | Number of Fans: 4 | Maximum Air Flow: 100 CFM | Input Voltage: 110 V AC | Product Color: Black | Compatible Rack Height: 2U | 12.000 x 7.000 x 7.000 | The two rackspace Ultra Quiet Fan Panel System provides smart cooling and monitoring to ensure a reliable installation in areas where fan noise is not an option including boardrooms, classrooms, offices, houses of worship, etc. Proportional speed thermostatic fan control ensures ultra quiet operation by varying fan speed based on enclosure temperature. Overtemp notification, local and remote, offers additional operation monitoring. A unique feature to this system provides notification in the event of fan failure via a local or remote signal to an external alarm device.
Racks | Middle Atlantic | UQFP-4D | ULTRA QFP 4 FAN LED DISPLAY | 1141 | 1026.9 | [8 empty] | 656747070488 | Y | 5 | https://assetserver.net/_assets/middle atlantic/1000/uqfp4d.jpg |  | https://assetserver.net/_assets/_prop65/shortform cancerandreprod_midat.jpg | CN-China | Mounts & Racks | Racks |  |  | 0 | [5 empty] | 23.000 x 7.000 x 7.000 | The two rackspace Ultra Quiet Fan Panel System provides smart cooling and monitoring to ensure a reliable installation in areas where fan noise is not an option including boardrooms, classrooms, offices, houses of worship, etc. Proportional speed thermostatic fan control ensures ultra quiet operation by varying fan speed based on enclosure temperature. Overtemp notification, local and remote, offers additional operation monitoring. A unique feature to this system provides notification in the event of fan failure via a local or remote signal to an external alarm device.
Racks | Middle Atlantic | UQFP-4DRA | ULTRA QUIET FAN PANEL W/DISPLAY BLK ANODIZE | 1159 | 1043.1 | [8 empty] | 656747074967 | Y | 4 | https://assetserver.net/_assets/middle atlantic/1000/uqfp4dra.jpg |  | https://assetserver.net/_assets/_prop65/shortform cancerandreprod_midat.jpg | CN | Mounts & Racks | Racks |  |  | 0 | [5 empty] | 24.250 x 3.625 x 4.750 | The smart, quiet, elegant way to keep the custom residential electronics system cool and satisfy the most discriminating clientele. The two rackspace Designer Inspired Ultra Quiet Fan Panel features a unique on-board processor that controls fan speed in direct proportion to equipment temperature resulting in quiet, reliable installations.
Racks | Middle Atlantic | UQFP-4RA-I/O | UQFP INTAKE/EXHAUST RESI | 1428 | 1285.2 | [8 empty] | 656747123399 | Y | 9.3 |  |  | https://assetserver.net/_assets/_prop65/shortform cancerandreprod_midat.jpg | US | Mounts & Racks | Racks |  |  | 0 | Number of Fans: 8 | Maximum Air Flow: 100 CFM | Features: Overheat Notification | Features: Quiet | Features: Variable Fan Speed | 24.000 x 13.000 x 6.000
Racks | Middle Atlantic | UQFP-4RA-INT | ULTRA QUIET INTAKE FAN PANEL BLACK | 719 | 647.1 | [8 empty] | 656747111419 | Y | 5 |  |  | https://assetserver.net/_assets/_prop65/shortform cancerandreprod_midat.jpg | US | Mounts & Racks | Racks |  |  | 0 | Number of Fans: 4 | Maximum Air Flow: 100 CFM | Input Voltage: 120 V AC | Product Color: Black | Weight (Approximate): 5 lb | 24.000 x 6.500 x 6.250 | The smart, quiet, elegant way to keep the custom residential electronics system cool and satisfy the most discriminating clientele. The two rackspace Designer Inspired Ultra Quiet Fan Panel features a unique on-board processor that controls fan speed in direct proportion to equipment temperature resulting in quiet, reliable installations.
Racks | Middle Atlantic | UQFP-4RIS | UQFP 4 FAN RESI INTAKE SLAVE ONLY | 714 | 642.6 | [8 empty] | 656747123405 | Y | 4.5 |  |  | https://assetserver.net/_assets/_prop65/shortform cancerandreprod_midat.jpg | CN-China | Mounts & Racks | Racks |  |  | 0 | Cooling panel rated 100 CFM at 27 dB | Intelligent thermostatic proportional control | Black brushed and anodized finish | 110V input voltage | Intake unit that can be added and linked to one exhaust unit | 24.000 x 7.000 x 7.000 | <p>The smart, quiet, elegant way to keep electronics systems cool. The two rackspace Designer Inspired Ultra Quiet Fan Panel features a unique on-board processor that controls DC fan speed in direct proportion to equipment temperature resulting in quiet, reliable installations. The perfect thermal management solution for media rooms, screening rooms, and other areas where people and electronics coexist, the Designer Inspired Ultra Quiet Fan Panel boasts the following features: </p> <ul> <li>Dimmable temperature and alert display provides instant system status - also available without front display</li> <li>On-board digital processor varies fan speed based on equipment temperature, which is monitored via external sensor</li> <li>Local and remote notification in the event of external sensor failure</li> <li>Local and remote notification of over temperature and fan fault can be sent to a control system</li> <li>Black brushed anodized finish</li> <li>New intake/exhaust two panel system helps improve cooling air flow in densely populated racks</li> </ul>
Racks | Middle Atlantic | USC-KEY | REPLACEMENT KEYS,USC-KL&K-DEC | 12 | 10.8 | [8 empty] | 656747036729 | Y | 0.02 |  |  | https://assetserver.net/_assets/_prop65/shortform cancerandreprod_midat.jpg | US-United States | Mounts & Racks | Racks |  |  | 0 | Compatibility: <p>Middle Atlantic Products USC-KL Remote Wallplate key Switch</p> | Limited Warranty: Lifetime |  |  |  | 2.000 x 1.000 x 0.250
Racks | Middle Atlantic | UTB-A2-14 | UNIVERSAL TECHBOX,1-2SP,WITH F/R COVERS,14"D | 708 | 637.2 | 5 | [6 empty] | 5 | 656747267307 | Y | 20.65 |  |  | https://assetserver.net/_assets/_prop65/shortform cancerandreprod_midat.jpg | US-United States | Mounts & Racks | Racks |  |  | 0 | Low profile design provides a clean and unobtrusive look with the versatility to mount horizontally or vertically and is easily installed in three steps: | .. Mount the top to the chosen surface, Integrate the equipment and Secure the bottom piece to the top without the need for tools | Expandable design is height-adjustable from 1 to 2 rackspaces and is field-configurable with all necessary hardware and accessories for both sizes | Prevents users from tampering with equipment, securing their settings and cable connections | Ideal for mounting equipment such as the Crestron 3-Series&#174; 4K DigitalMedia&#8482;Presentation System 150 and other streaming solutions, small devices and switchers and interface accessories for audio, video and/or HDMI&#174; | 24.500 x 17.000 x 7.000 | The UTB Series Universal TechBoxtrade; is a low-profile, unique solution for discreetly mounting equipment within meeting spaces. Providing secure rackmount capability right where you need it, the UTB Series is ideal for storing all-in-one presentation and control solutions underneath a table surface in small to mid-sized huddle spaces, conference rooms and other collaboration environments. The simple, easy-to-install design offers the flexibility to expand from 1 to 2 rackspaces while also providing small device mounting.
Racks | Middle Atlantic | UTB-HR-A2-14 | UTB,HALF-RACK,1-2SP,WITH F/R COVERS,14"D | 647 | 582.3 | [8 empty] | 656747267314 | Y | 13 | https://assetserver.net/_assets/middle atlantic/1000/utbhra214.jpg | https://assetserver.net/_assets/middle atlantic/pdf/utbhra214-spec.pdf | https://assetserver.net/_assets/_prop65/shortform cancerandreprod_midat.jpg | US-United States | Mounts & Racks | Racks |  |  | 0 | Device Supported: Network Equipment | Device Supported: A/V Equipment | Device Supported: HDMI Switcher | Device Supported: Video Switcher | Maximum Load Capacity: 35 lb | 16.000 x 18.000 x 7.000 | <p>The UTB Series Universal TechBox&trade; is a low-profile, unique solution for discreetly mounting equipment within meeting spaces. Providing secure rackmount capability right where you need it, the UTB Series is ideal for storing all-in-one presentation and control solutions underneath a table surface in small to mid-sized huddle spaces, conference rooms and other collaboration environments. The simple, easy-to-install design offers the flexibility to expand from 1 to 2 rackspaces while also providing small device mounting.</p> <ul> <li>Low profile design provides a clean and unobtrusive look with the versatility to mount horizontally or vertically and is easily installed in three steps: mount the top to the chosen surface, integrate the equipment and secure the bottom piece to the top without the need for tools</li> <li>Expandable design is height-adjustable from 1 to 2 rackspaces and is field-configurable with all necessary hardware and accessories for both sizes</li> <li>Prevents users from tampering with equipment, securing their settings and cable connections</li> <li>Ideal for mounting equipment such as the Crestron 3-Series&reg; 4K DigitalMedia&trade;Presentation System 150 and other streaming solutions, small devices and switchers and interface accessories for audio, video and/or HDMI&reg;</li> <li>Available in two widths - traditional 19" rackmount and Half Rack width</li> <li>14" overall depth</li> <li>Includes pairs of rackrail and front and rear covers in both 1RU and 2RU sizes</li> <li>Designed for both rackmount and non-rackmount equipment</li> <li>Patented pattern accommodates small device mounting, compact surge protection and cable tie down</li> <li>Cable management system secures cables and further limits user access to connections</li> <li>Vent pattern designed to optimize heat removal</li> <li>Front and rear keylocks and security screws included</li> </ul>
Racks | Middle Atlantic | UTR1-RP12 | 12PC. UTR1 RACKSHELF PACK | 684 | 615.6 | [8 empty] | 656747034008 | Y | 52.8 |  |  | https://assetserver.net/_assets/_prop65/shortform cancerandreprod_midat.jpg | US-United States | Mounts & Racks | Racks |  |  | 0 | Features: Vented | Form Factor: Rack-mountable | Product Color: Black Powder Coat | Product Material: Steel | Maximum Weight Capacity: 25 lb | 22.000 x 24.000 x 18.000 | <p>Designed to mount smaller components, wireless units and other non-rackmount equipment. Includes hook-and-loop strips for component mounting.</p> <ul> <li>Features an enhanced ventilation pattern</li> <li>Constructed from 16-gauge steel</li> <li>Finished in a durable black powder coat</li> <li>Holds small components, wireless units and similar gear</li> <li>Includes two 2" x 10" hook and loop strips for component mounting</li> <li>Vented for cooling air circulation</li> <li>Sold in a pack of 12 pieces</li> </ul>
Racks | Middle Atlantic | VBK-BGR | BGR VENT BLOCKER | 43 | 38.7 | [8 empty] | 656747143595 | Y | 2 |  |  | https://assetserver.net/_assets/_prop65/shortform cancerandreprod_midat.jpg | US | Mounts & Racks | Racks |  |  | 0 | Product Color: Black | Compatibility: Middle Atlantic BGR Series Racks | Environmentally Friendly: Yes | Environmental Certification: GREENGUARD | Environmental Certification: GREENGUARD | 8.000 x 8.000 x 8.000 | Vent blockers are used to prevent the recirculation of hot air between top-mount fans and nearby vent openings. Vent blockers should be placed over the enclosure's vents located on the upper front of the enclosure, upper sides, and upper rear door (depending on enclosure). This will ensure that heated enclosure air will be forced out through the top-mounted exhaust fans instead of re-circulating, keeping equipment cool.
Racks | Middle Atlantic | VBK-BGR-SA | BGR-SA VENT BLOCKER | 46 | 41.4 | [8 empty] | 656747143601 | Y | 3.3 |  |  | https://assetserver.net/_assets/_prop65/shortform cancerandreprod_midat.jpg | US | Mounts & Racks | Racks |  |  | 0 | Color Family: Black | Product Color: Black | Compatibility: Middle Atlantic BGR-SA Series Rack | Environmentally Friendly: Yes | Environmental Certification: GREENGUARD | 8.000 x 8.000 x 8.000 | Vent blockers are used to prevent the recirculation of hot air between top-mount fans and nearby vent openings. Vent blockers should be placed over the enclosure's vents located on the upper front of the enclosure, upper sides, and upper rear door (depending on enclosure). This will ensure that heated enclosure air will be forced out through the top-mounted exhaust fans instead of re-circulating, keeping equipment cool.
Racks | Middle Atlantic | VBK-D17 | 17 DP DWR VENT BLOCK KIT | 43 | 38.7 | [8 empty] | 656747045547 | Y | 1.4 |  |  | https://assetserver.net/_assets/_prop65/shortform cancerandreprod_midat.jpg | US-United States | Mounts & Racks | Racks |  |  | 0 | Dimensions: Depth: 43.18 cm (17 in) | Compatibility: Middle Atlantic DWR 17 Inch Deep Vent Hood | Environmentally Friendly: Yes | Environmental Certification: GREENGUARD |  | 9.000 x 9.000 x 9.000 | <p>Vent blockers are used to prevent the recirculation of hot air between top-mount fans and nearby vent openings. Vent blockers should be placed over the enclosure's vents located on the upper front of the enclosure, upper sides, and upper rear door (depending on enclosure). This will ensure that heated enclosure air will be forced out through the top-mounted exhaust fans instead of re-circulating, keeping equipment cool.</p> <ul> <li>Magnetized vent blocker kits promote proper active thermal management</li> <li>Vent blockers prevent cooling air "short circuits" when using fans</li> <li>Vent blocker kits are sized for immediate use without trimming</li> <li>Includes the needed pieces to block top vents and side panel vents</li> </ul>
Racks | Middle Atlantic | VBK-DRK | DRK VENT BLOCKER KIT | 46 | 41.4 | [8 empty] | 656747063343 | Y | 1.8 |  | https://assetserver.net/_assets/middle atlantic/pdf/vbkdrk-spec.pdf | https://assetserver.net/_assets/_prop65/shortform cancerandreprod_midat.jpg | US-United States | Mounts & Racks | Racks |  |  | 0 | [5 empty] | 8.000 x 8.000 x 8.000
Racks | Middle Atlantic | VBK-E20 | 20DP ERK VENT BLOCK KIT | 43 | 38.7 | [8 empty] | 656747045523 | Y | 2.2 |  | https://assetserver.net/_assets/middle atlantic/pdf/vbke20-spec.pdf | https://assetserver.net/_assets/_prop65/shortform cancerandreprod_midat.jpg | US-United States | Mounts & Racks | Racks |  |  | 0 | [5 empty] | 9.000 x 9.000 x 9.000
Racks | Middle Atlantic | VBK-E25 | 25DP ERK VENT BLOCK KIT | 43 | 38.7 | [8 empty] | 656747045530 | Y | 2.5 |  | https://assetserver.net/_assets/middle atlantic/pdf/vbke25-spec.pdf | https://assetserver.net/_assets/_prop65/shortform cancerandreprod_midat.jpg | US | Mounts & Racks | Racks |  |  | 0 | [5 empty] | 9.000 x 9.000 x 9.000
Racks | Middle Atlantic | VBK-E28 | VENT BLOCKER KIT,28"DEEP ERK | 43 | 38.7 | [8 empty] | 656747213670 | Y | 1.8 |  |  | https://assetserver.net/_assets/_prop65/shortform cancerandreprod_midat.jpg | US-United States | Mounts & Racks | Racks |  |  | 0 | Compatibility: Middle Atlantic ERK 28" Deep Racks |  |  |  |  | 8.000 x 8.000 x 8.000 | <b>VBK-E28</b> <br />Vent blockers are used to prevent the recirculation of hot air between top-mount fans and nearby vent openings. Vent blockers should be placed over the enclosure's vents located on the upper front of the enclosure and upper sides. This will ensure that heated enclosure air will be forced out through the top-mounted exhaust fans instead of re-circulating, keeping equipment cool.
Racks | Middle Atlantic | VBK-PTRK | VENT BLOCKER KIT,PTRK SERIES | 67 | 60.3 | [8 empty] | 656747111631 | Y | 2 |  | https://assetserver.net/_assets/middle atlantic/pdf/vbkptrk-spec.pdf | https://assetserver.net/_assets/_prop65/shortform cancerandreprod_midat.jpg | US-United States | Mounts & Racks | Racks |  |  | 0 | Product Color: Black | Dimensions: <ul><li>23" Depth</li></ul> | Environmentally Friendly: Yes | Environmental Certification: GREENGUARD |  | 8.000 x 8.000 x 8.000 | <p><b>FEATURES &amp; BENEFITS</b></p> <p>Vent blockers are used to prevent the recirculation of hot air between top-mount fans and nearby vent openings. Vent blockers should be placed over the enclosure's vents located on the upper front of the enclosure, upper sides, and upper rear door (depending on enclosure). This will ensure that heated enclosure air will be forced out through the top-mounted exhaust fans instead of re-circulating, keeping equipment cool.</p> <ul> <li>Magnetized vent blocker kits promote proper active thermal management</li> <li>Vent blockers prevent cooling air "short circuits" when using fans</li> <li>Vent blocker kits are sized for immediate use without trimming</li> <li>Include the needed pieces to block top vents, side panel vents, and rear door vents</li> </ul>
Racks | Middle Atlantic | VBK-PTRK26 | VENT BLOCKER KIT,26"D PTRK SERIES | 73 | 65.7 | [8 empty] | 656747111648 | Y | 2.1 |  | https://assetserver.net/_assets/middle atlantic/pdf/vbkptrk26-spec.pdf | https://assetserver.net/_assets/_prop65/shortform cancerandreprod_midat.jpg | US-United States | Mounts & Racks | Racks |  |  | 0 | Product Color: Black | Dimensions: <ul><li>26" Depth</li></ul> | Environmentally Friendly: Yes | Environmental Certification: GREENGUARD |  | 8.000 x 8.000 x 8.000 | <p>FEATURES &amp; BENEFITS</p> <p>Vent blockers are used to prevent the recirculation of hot air between top-mount fans and nearby vent openings. Vent blockers should be placed over the enclosure's vents located on the upper front of the enclosure, upper sides, and upper rear door (depending on enclosure). This will ensure that heated enclosure air will be forced out through the top-mounted exhaust fans instead of re-circulating, keeping equipment cool.</p> <ul> <li>Magnetized vent blocker kits promote proper active thermal management</li> <li>Vent blockers prevent cooling air "short circuits" when using fans</li> <li>Vent blocker kits are sized for immediate use without trimming</li> <li>Include the needed pieces to block top vents, side panel vents, and rear door vents</li> </ul>
Racks | Middle Atlantic | VBK-S28 | 28 DP SR VENT BLOCK KIT | 46 | 41.4 | [8 empty] | 656747045561 | Y | 2 |  | https://assetserver.net/_assets/middle atlantic/pdf/vbks28-spec.pdf | https://assetserver.net/_assets/_prop65/shortform cancerandreprod_midat.jpg | US | Mounts & Racks | Racks |  |  | 0 | [5 empty] | 9.000 x 9.000 x 9.000
Racks | Middle Atlantic | VBK-S32 | VENT BLOCKER KIT FOR SR-40-32 | 46 | 41.4 | [8 empty] | 656747069703 | Y | 2.9 |  | https://assetserver.net/_assets/middle atlantic/pdf/vbks32-spec.pdf | https://assetserver.net/_assets/_prop65/shortform cancerandreprod_midat.jpg | US-United States | Mounts & Racks | Racks |  |  | 0 | [5 empty] | 8.000 x 8.000 x 8.000
Racks | Middle Atlantic | VBK-S42 | 42DP WRK VENT BLOCK KIT | 56 | 50.4 | [8 empty] | 656747102929 | Y | 3 |  |  | https://assetserver.net/_assets/_prop65/shortform cancerandreprod_midat.jpg | US-United States | Mounts & Racks | Racks |  |  | 0 | Product Color: Black | Dimensions: <p>Depth: 106.68 cm (42 in)</p> | Compatibility: Middle Atlantic WR/WMRK - 42 Inches Deep Vent Hood | Environmentally Friendly: Yes | Environmental Certification: GREENGUARD | 8.000 x 8.000 x 8.000 | <p>Vent blockers are used to prevent the recirculation of hot air between top-mount fans and nearby vent openings. Vent blockers should be placed over the enclosure's vents located on the upper front of the enclosure, upper sides, and upper rear door (depending on enclosure). This will ensure that heated enclosure air will be forced out through the top-mounted exhaust fans instead of re-circulating, keeping equipment cool.</p> <ul> <li>Magnetized vent blocker kits promote proper active thermal management</li> <li>Vent blockers prevent cooling air "short circuits" when using fans</li> <li>Vent blocker kits are sized for immediate use without trimming</li> <li>Includes the needed pieces to block top vents and side panel vents</li> </ul>
Racks | Middle Atlantic | VBK-SD22 | 22DP SR/35+DWR VENT BLOCK KIT | 46 | 41.4 | [8 empty] | 656747045554 | Y | 2 |  | https://assetserver.net/_assets/middle atlantic/pdf/vbksd22-spec.pdf | https://assetserver.net/_assets/_prop65/shortform cancerandreprod_midat.jpg | US | Mounts & Racks | Racks |  |  | 0 | Environmentally Friendly: Yes | Environmental Compliance: Restriction of Hazardous Substances (RoHS) |  |  |  | 9.000 x 9.000 x 9.000 | <p><b>FEATURES & BENEFITS</b></p> <p>Vent blockers are used to prevent the recirculation of hot air between top-mount fans and nearby vent openings. Vent blockers should be placed over the enclosure's vents located on the upper front of the enclosure, upper sides, and upper rear door (depending on enclosure). This will ensure that heated enclosure air will be forced out through the top-mounted exhaust fans instead of re-circulating, keeping equipment cool.</p> <ul> <li>Magnetized vent blocker kits promote proper active thermal management</li> <li>Vent blockers prevent cooling air "short circuits" when using fans</li> <li>Vent blocker kits are sized for immediate use without trimming</li> <li>Includes the needed pieces to block top vents and side panel vents</li> </ul>
Racks | Middle Atlantic | VBK-V | VRK VENT BLOCK KIT | 43 | 38.7 | [8 empty] | 656747045578 | Y | 2 |  | https://assetserver.net/_assets/middle atlantic/pdf/vbkv-spec.pdf | https://assetserver.net/_assets/_prop65/shortform cancerandreprod_midat.jpg | US-United States | Mounts & Racks | Racks |  |  | 0 | [5 empty] | 9.000 x 9.000 x 9.000
Racks | Middle Atlantic | VBK-W27-W32 | 27/32 DP WRK VENT BLOCK KIT | 48 | 43.2 | [8 empty] | 656747045486 | Y | 1.3 |  |  | https://assetserver.net/_assets/_prop65/shortform cancerandreprod_midat.jpg | US-United States | Mounts & Racks | Racks |  |  | 0 | Product Color: Black | Environmentally Friendly: Yes | Environmental Certification: GREENGUARD | Environmental Certification: GREENGUARD |  | 9.000 x 9.000 x 9.000 | Vent blockers are used to prevent the recirculation of hot air between top-mount fans and nearby vent openings. Vent blockers should be placed over the enclosure's vents located on the upper front of the enclosure, upper sides, and upper rear door (depending on enclosure). This will ensure that heated enclosure air will be forced out through the top-mounted exhaust fans instead of re-circulating, keeping equipment cool.
Racks | Middle Atlantic | VBK-WSA27 | 27 DP WRK-SA VENT BLOCK KIT | 48 | 43.2 | [8 empty] | 656747045493 | Y | 3 |  | https://assetserver.net/_assets/middle atlantic/pdf/vbkwsa27-spec.pdf | https://assetserver.net/_assets/_prop65/shortform cancerandreprod_midat.jpg | US-United States | Mounts & Racks | Racks |  |  | 0 | Environmentally Friendly: Yes | Environmental Compliance: Restriction of Hazardous Substances (RoHS) |  |  |  | 9.000 x 9.000 x 9.000 | <p><b>FEATURES & BENEFITS</b></p> <p>Vent blockers are used to prevent the recirculation of hot air between top-mount fans and nearby vent openings. Vent blockers should be placed over the enclosure's vents located on the upper front of the enclosure, upper sides, and upper rear door (depending on enclosure). This will ensure that heated enclosure air will be forced out through the top-mounted exhaust fans instead of re-circulating, keeping equipment cool.</p> <ul> <li>Magnetized vent blocker kits promote proper active thermal management</li> <li>Vent blockers prevent cooling air "short circuits" when using fans</li> <li>Vent blocker kits are sized for immediate use without trimming</li> <li>Includes the needed pieces to block top vents and side panel vents</li> </ul>
Racks | Middle Atlantic | VBK-WSA32 | 32 DP WRK-SA VENT BLOCK KIT | 48 | 43.2 | [8 empty] | 656747045509 | Y | 3.3 |  | https://assetserver.net/_assets/middle atlantic/pdf/vbkwsa32-spec.pdf | https://assetserver.net/_assets/_prop65/shortform cancerandreprod_midat.jpg | US-United States | Mounts & Racks | Racks |  |  | 0 | Environmentally Friendly: Yes | Environmental Compliance: Restriction of Hazardous Substances (RoHS) |  |  |  | 9.000 x 9.000 x 9.000 | <p><b>FEATURES & BENEFITS</b></p> <p>Vent blockers are used to prevent the recirculation of hot air between top-mount fans and nearby vent openings. Vent blockers should be placed over the enclosure's vents located on the upper front of the enclosure, upper sides, and upper rear door (depending on enclosure). This will ensure that heated enclosure air will be forced out through the top-mounted exhaust fans instead of re-circulating, keeping equipment cool.</p> <ul> <li>Magnetized vent blocker kits promote proper active thermal management</li> <li>Vent blockers prevent cooling air "short circuits" when using fans</li> <li>Vent blocker kits are sized for immediate use without trimming</li> <li>Includes the needed pieces to block top vents and side panel vents</li> </ul>
Racks | Middle Atlantic | VCD-10-45-SC | 45SP 10" SINGLE CABLE DUCT W/DOOR | 1901 | 1710.9 | [8 empty] | 656747095399 | Y | 74 |  |  | https://assetserver.net/_assets/_prop65/shortform cancerandreprod_midat.jpg | US-United States | Mounts & Racks | Racks |  |  | 0 | Cable Manager Type: Cable Duct | Compatibility: <p>RL, RLA and R4 Series Open Frame Racks</p> | Limited Warranty: Lifetime |  |  | 107.500 x 19.900 x 11.250 | Protect cable bend radius and organize cable pathways</li> <li>Dress cables, patch cords and power cords between racks. Single and dual duct (front and rear channels) versions available. Smooth, steel cable fingers positioned in rackspace increments for a seemless installation. Pre-installed grommets protect cables</li> <li>Standard doors hide cable bundles from view. Works with RL, RLA, MK and R4 Series Open Frame Racks.
Racks | Middle Atlantic | VCD-10-51-SC | 51SP 10"SINGLE CABLE DUCT W/DOOR | 2096 | 1886.4 | [8 empty] | 656747095412 | Y | 84 |  |  | https://assetserver.net/_assets/_prop65/shortform cancerandreprod_midat.jpg | US-United States | Mounts & Racks | Racks |  |  | 0 | Cable Manager Type: Duct | Product Color: Black | Product Material: Steel | Rack Height: 51U | Width: 10" | 118.000 x 19.900 x 11.250 | <ul><li>Protect cable bend radius and organize cable pathways</li><li>Dress cables, patch cords and power cords between racks</li><li>Single and dual duct (front and rear channels) versions available</li><li>Smooth, steel cable fingers positioned in rackspace increments for<br> a seemless installation</li><li>Pre-installed grommets protect cables</li><li>Standard doors hide cable bundles from view</li><li>Works with RL, RLA, MK and R4 Series Open Frame Racks</li></ul>
Racks | Middle Atlantic | VCD-6-45-DC | 45SP 6" DUAL CABLE DUCT W/DOORS | 2126 | 1913.4 | 7 |  |  | 7 |  |  |  |  | 656747095443 | Y | 105 |  |  | https://assetserver.net/_assets/_prop65/shortform cancerandreprod_midat.jpg | US | Mounts & Racks | Racks |  |  | 0 | Cable Manager Type: Duct | Product Color: Black | Product Material: Steel | Rack Height: 45U | Height: 83.73" | 107.500 x 29.000 x 11.250 | <ul><li>Protect cable bend radius and organize cable pathways</li><li>Dress cables, patch cords and power cords between racks</li><li>Single and dual duct (front and rear channels) versions available</li><li>Smooth, steel cable fingers positioned in rackspace increments for<br> a seemless installation</li><li>Pre-installed grommets protect cables</li><li>Standard doors hide cable bundles from view</li><li>Works with RL, RLA, MK and R4 Series Open Frame Racks</li></ul>
Racks | Middle Atlantic | VCD-6-45-SC | 45SP 6" SINGLE CABLE DUCT W/DOOR | 1704 | 1533.6 | [8 empty] | 656747095450 | Y | 66 | https://assetserver.net/_assets/middle atlantic/1000/vcd645sc.jpg |  | https://assetserver.net/_assets/_prop65/shortform cancerandreprod_midat.jpg | US-United States | Mounts & Racks | Racks |  |  | 0 | [5 empty] | 107.500 x 19.900 x 11.250 | Protect cable bend radius and organize cable pathways</li> <li>Dress cables, patch cords and power cords between racks. Single and dual duct (front and rear channels) versions available. Smooth, steel cable fingers positioned in rackspace increments for a seemless installation. Pre-installed grommets protect cables</li> <li>Standard doors hide cable bundles from view. Works with RL, RLA, MK and R4 Series Open Frame Racks.
Racks | Middle Atlantic | VCD-6-51-SC | 51SP 6" SINGLE CABLE DUCT W/DOOR | 1873 | 1685.7 | [8 empty] | 656747095474 | Y | 80 |  |  | https://assetserver.net/_assets/_prop65/shortform cancerandreprod_midat.jpg | US-United States | Mounts & Racks | Racks |  |  | 0 | Cable Manager Type: Cable Duct | Product Color: Black | Product Material: Steel | Rack Height: 51U | Height: 95.98" | 118.000 x 19.900 x 11.250 | Protect cable bend radius and organize cable pathways</li> <li>Dress cables, patch cords and power cords between racks. Single and dual duct (front and rear channels) versions available. Smooth, steel cable fingers positioned in rackspace increments for a seemless installation. Pre-installed grommets protect cables</li> <li>Standard doors hide cable bundles from view. Works with RL, RLA, MK and R4 Series Open Frame Racks.
Racks | Middle Atlantic | VDS | 2SP FRNT&REAR MT SHELF 25DP | 225 | 202.5 | [8 empty] | 656747023224 | Y | 15.5 |  |  | https://assetserver.net/_assets/_prop65/shortform cancerandreprod_midat.jpg | US | Mounts & Racks | Racks |  |  | 0 | Features: Vented | Form Factor: Rack-mountable | Product Color: Black Powder Coat | Product Material: Steel | Maximum Weight Capacity: 200 lb | 30.500 x 21.500 x 4.500 | <b>VDS</b> <br />The VDS shelf is a partially vented mounting solution for most deep equipment. This shelf has a front to rear mounting adjustment range from 23-1/2" to 32". NOTE: Fits in racks with a minimum 23-1/2" from front to rear rail.
Racks | Middle Atlantic | VFD-10 | 10SP VENT.FR.DOOR,UNIV.BLK | 430 | 387 | [8 empty] | 656747023231 | Y | 11.2 |  |  | https://assetserver.net/_assets/_prop65/shortform cancerandreprod_midat.jpg | US-United States | Mounts & Racks | Racks |  |  | 0 | [5 empty] | 22.000 x 26.000 x 5.000 | Offered in lightly smoked plexiglass, fully vented, vented plexi, large perforated vented and solid configurations. Beveled corners provide a stylistically modern appearance, while hinging either left or right. Large perf door has 64% open area, regular perf vented doors have 25% open area. Black textured powder coat finish. Includes keylock.
Racks | Middle Atlantic | VFD-12 | 12SP VENT.FR.DOOR,UNIV.BLK | 449 | 404.1 | [8 empty] | 656747023255 | Y | 12.8 |  |  | https://assetserver.net/_assets/_prop65/shortform cancerandreprod_midat.jpg | MX | Mounts & Racks | Racks |  |  | 0 | [5 empty] | 22.000 x 27.000 x 5.000 | Offered in lightly smoked plexiglass, fully vented, vented plexi, large perforated vented and solid configurations. Beveled corners provide a stylistically modern appearance, while hinging either left or right. Large perf door has 64% open area, regular perf vented doors have 25% open area. Black textured powder coat finish. Includes keylock.
Racks | Middle Atlantic | VFD-16 | 16SP VENT.FR.DOOR,UNIV.BLK | 465 | 418.5 | [8 empty] | 656747023286 | Y | 15 |  |  | https://assetserver.net/_assets/_prop65/shortform cancerandreprod_midat.jpg | MX | Mounts & Racks | Racks |  |  | 0 | [5 empty] | 22.000 x 34.000 x 5.000 | Offered in lightly smoked plexiglass, fully vented, vented plexi, large perforated vented and solid configurations. Beveled corners provide a stylistically modern appearance, while hinging either left or right. Large perf door has 64% open area, regular perf vented doors have 25% open area. Black textured powder coat finish. Includes keylock.
Racks | Middle Atlantic | VFD-18 | 18SP VENT.FR.DOOR,UNIV.BLK | 493 | 443.7 | [8 empty] | 656747023309 | Y | 15.19 |  |  | https://assetserver.net/_assets/_prop65/shortform cancerandreprod_midat.jpg | US-United States | Mounts & Racks | Racks |  |  | 0 | Product Color: Black | Product Material: Steel | Limited Warranty: Lifetime |  |  | 22.000 x 37.000 x 5.000 | Offered in lightly smoked plexiglass, fully vented, vented plexi, large perforated vented and solid configurations. Beveled corners provide a stylistically modern appearance, while hinging either left or right. Large perf door has 64% open area, regular perf vented doors have 25% open area. Black textured powder coat finish. Includes keylock.
Racks | Middle Atlantic | VFD-19A | 19SP,CURVED VENTED FR DR | 515 | 463.5 | [8 empty] | 656747142314 | Y | 23 |  |  | https://assetserver.net/_assets/_prop65/shortform cancerandreprod_midat.jpg | US-United States | Mounts & Racks | Racks |  |  | 0 | Curved ("Architectural") Vented front door | Can be installed to hinge right or left | Black textured powder coat finish |  |  | 40.000 x 24.000 x 5.000 | <p>Curved vented front door for architectural appearance</p>
Racks | Middle Atlantic | VFD-21 | 21SP VENT.FR.DOOR,UNIV.BLK | 514 | 462.6 | [8 empty] | 656747023323 | Y | 18.16 |  |  | https://assetserver.net/_assets/_prop65/shortform cancerandreprod_midat.jpg | US-United States | Mounts & Racks | Racks |  |  | 0 | [5 empty] | 12.000 x 1.000 x 2.000 | Offered in lightly smoked plexiglass, fully vented, vented plexi, large perforated vented and solid configurations. Beveled corners provide a stylistically modern appearance, while hinging either left or right. Large perf door has 64% open area, regular perf vented doors have 25% open area. Black textured powder coat finish. Includes keylock.
Racks | Middle Atlantic | VFD-25A | 25SP,CURVED VENTED FR DR | 593 | 533.7 | [8 empty] | 656747138454 | Y | 16 | https://assetserver.net/_assets/middle atlantic/1000/vfd25a.jpg |  | https://assetserver.net/_assets/_prop65/shortform cancerandreprod_midat.jpg | US | Mounts & Racks | Racks |  |  | 0 | Product Color: Black | Compatible Rack Height: 25U | Height: 46.7" | Width: 21.9" | Compatibility: Middle Atlantic BGR Series Enclosures | 50.000 x 26.000 x 5.000 | Curved vented front door for architectural appearance
Racks | Middle Atlantic | VFD-27 | 27SP VENT.FR.DOOR,UNIV.BLK | 565 | 508.5 | [8 empty] | 656747023361 | Y | 22.9 |  |  | https://assetserver.net/_assets/_prop65/shortform cancerandreprod_midat.jpg | US-United States | Mounts & Racks | Racks |  |  | 0 | [5 empty] | 56.750 x 22.000 x 5.000 | Offered in lightly smoked plexiglass, fully vented, vented plexi, large perforated vented and solid configurations. Beveled corners provide a stylistically modern appearance, while hinging either left or right. Large perf door has 64% open area, regular perf vented doors have 25% open area. Black textured powder coat finish. Includes keylock.
Racks | Middle Atlantic | VFD-35 | 35SP VENT.FR.DOOR,UNIV.BLK | 641 | 576.9 | [8 empty] | 656747023385 | Y | 34 |  |  | https://assetserver.net/_assets/_prop65/shortform cancerandreprod_midat.jpg | US | Mounts & Racks | Racks |  |  | 0 | [5 empty] | 66.000 x 22.250 x 3.500 | Offered in lightly smoked plexiglass, fully vented, vented plexi, large perforated vented and solid configurations. Beveled corners provide a stylistically modern appearance, while hinging either left or right. Large perf door has 64% open area, regular perf vented doors have 25% open area. Black textured powder coat finish. Includes keylock.
Racks | Middle Atlantic | VFD-37 | 37SP VENT.FR.DOOR,UNIV.BLK | 666 | 599.4 | [8 empty] | 656747023408 | Y | 38 |  |  | https://assetserver.net/_assets/_prop65/shortform cancerandreprod_midat.jpg | US-United States | Mounts & Racks | Racks |  |  | 0 | [5 empty] | 24.000 x 67.000 x 5.000 | Offered in lightly smoked plexiglass, fully vented, vented plexi, large perforated vented and solid configurations. Beveled corners provide a stylistically modern appearance, while hinging either left or right. Large perf door has 64% open area, regular perf vented doors have 25% open area. Black textured powder coat finish. Includes keylock.
Racks | Middle Atlantic | VFD-38A | 38SP,CURVED VENTED FR DR | 791 | 711.9 | [8 empty] | 656747138447 | Y | 28 |  |  | https://assetserver.net/_assets/_prop65/shortform cancerandreprod_midat.jpg | US | Mounts & Racks | Racks |  |  | 0 | Product Color: Black | Height: 69.5" | Width: 21.9" | Compatibility: Middle Atlantic BGR Series Racks | Limited Warranty: Lifetime | 75.000 x 24.000 x 5.000 | Curved vented front door for architectural appearance
Racks | Middle Atlantic | VFD-40 | 40SP VENT.FR.DOOR,UNIV.BLK | 711 | 639.9 | [8 empty] | 656747023422 | Y | 44 |  |  | https://assetserver.net/_assets/_prop65/shortform cancerandreprod_midat.jpg | US-United States | Mounts & Racks | Racks |  |  | 0 | Product Color: Black | Product Material: Steel | Compatible Rack Height: 40U | Height: 70.9" | Width: 20" | 75.250 x 22.000 x 3.750 | <b>VFD-40</b> <br />Offered in 25% open area perf configurations. Beveled corners provide a stylish modern appearance while hinging either left or right. Black textured powder coat finish. Includes keylock.
Racks | Middle Atlantic | VFD-41A | 41SP,CURVED VENTED FR DR | 845 | 760.5 | [8 empty] | 656747138430 | Y | 29 | https://assetserver.net/_assets/middle atlantic/1000/vfd41a.jpg |  | https://assetserver.net/_assets/_prop65/shortform cancerandreprod_midat.jpg | US-United States | Mounts & Racks | Racks |  |  | 0 | Product Color: Black | Compatible Rack Height: 41U | Height: 74.7" | Width: 21.9" | Compatibility: Middle Atlantic BGR Series Enclosures | 78.000 x 24.000 x 5.000 | Curved vented front door for architectural appearance
Racks | Middle Atlantic | VFD-44 | 44SP VENT.FR.DOOR,UNIV.BLK | 772 | 694.8 | [8 empty] | 656747023446 | Y | 48 |  |  | https://assetserver.net/_assets/_prop65/shortform cancerandreprod_midat.jpg | US-United States | Mounts & Racks | Racks |  |  | 0 | [5 empty] | 24.000 x 79.000 x 5.000 | Offered in lightly smoked plexiglass, fully vented, vented plexi, large perforated vented and solid configurations. Beveled corners provide a stylistically modern appearance, while hinging either left or right. Large perf door has 64% open area, regular perf vented doors have 25% open area. Black textured powder coat finish. Includes keylock.
Racks | Middle Atlantic | VFD-45A | 45SP,CURVED VENTED FR DR | 893 | 803.7 | [8 empty] | 656747138423 | Y | 31 |  |  | https://assetserver.net/_assets/_prop65/shortform cancerandreprod_midat.jpg | US-United States | Mounts & Racks | Racks |  |  | 0 | Curved ("Architectural") Vented front door | Can be installed to hinge right or left | Black textured powder coat finish |  |  | 85.000 x 23.500 x 5.000
Racks | Middle Atlantic | VFD-46 | 46SP VENTED FRONT DOOR | 810 | 729 | [8 empty] | 656747069208 | Y | 50 |  |  | https://assetserver.net/_assets/_prop65/shortform cancerandreprod_midat.jpg | US | Mounts & Racks | Racks |  |  | 0 | [5 empty] | 84.000 x 24.000 x 5.000 | Offered in lightly smoked plexiglass, fully vented, vented plexi, large perforated vented and solid configurations. Beveled corners provide a stylistically modern appearance, while hinging either left or right. Large perf door has 64% open area, regular perf vented doors have 25% open area. Black textured powder coat finish. Includes keylock.
Racks | Middle Atlantic | VFD-54 | VENTED FRONT DOOR FITS VMRK-54 | 915 | 823.5 | [8 empty] | 656747030314 | Y | 52 |  |  | https://assetserver.net/_assets/_prop65/shortform cancerandreprod_midat.jpg | US-United States | Mounts & Racks | Racks |  |  | 0 | Limited Warranty: Lifetime |  |  |  |  | 24.000 x 96.000 x 5.000
Racks | Middle Atlantic | VFEET-1-12 | 1BAY VRK FOOT SET,12 FLOORS | 307 | 276.3 | [8 empty] | 656747029684 | Y | 12 |  |  | https://assetserver.net/_assets/_prop65/shortform cancerandreprod_midat.jpg | US-United States | Mounts & Racks | Racks |  |  | 0 | Color Family: Black | Product Color: Black | Product Material: Steel | Height: 11.5" | Width: 3" | 22.000 x 9.000 x 4.750 | Timesaving and practical, the Raised Floor Enclosure System&trade; consists of 2-1/2-inch high riser bases, which provide the ability to perform field rough-in procedures prior to the arrival of the racks and enclosures. Also handy as a lower cable chase for passing cables between racks in multi-bay applications, riser bases feature 1/8-inch thick fully welded construction and an attractive black powder coat finish. Riser bases feature knockouts for passing cables between joined riser bases. Riser feet bring riser bases to a 12-inch height for use with raised floors. Raised floor support angles support floor tiles when used with riser bases and feet. Custom width, depth and height RIB Series riser bases are also available
Racks | Middle Atlantic | VFEET-2-12 | 2BAY VRK FOOT SET,12 FLOORS | 451 | 405.9 | [8 empty] | 656747029691 | Y | 18 |  |  | https://assetserver.net/_assets/_prop65/shortform cancerandreprod_midat.jpg | US-United States | Mounts & Racks | Racks |  |  | 0 | Color Family: Black | Product Color: Black | Product Material: Steel | Height: 11.5" | Width: 3" | 23.000 x 17.000 x 6.000 | Timesaving and practical, the Raised Floor Enclosure System&trade; consists of 2-1/2-inch high riser bases, which provide the ability to perform field rough-in procedures prior to the arrival of the racks and enclosures. Also handy as a lower cable chase for passing cables between racks in multi-bay applications, riser bases feature 1/8-inch thick fully welded construction and an attractive black powder coat finish. Riser bases feature knockouts for passing cables between joined riser bases. Riser feet bring riser bases to a 12-inch height for use with raised floors. Raised floor support angles support floor tiles when used with riser bases and feet. Custom width, depth and height RIB Series riser bases are also available
Racks | Middle Atlantic | VFEET-3-12 | 3BAY VRK FOOT SET,12 FLOORS | 587 | 528.3 | [8 empty] | 656747029707 | Y | 22 |  |  | https://assetserver.net/_assets/_prop65/shortform cancerandreprod_midat.jpg | US-United States | Mounts & Racks | Racks |  |  | 0 | Color Family: Black | Product Color: Black | Product Material: Steel | Height: 11.5" | Width: 3" | 23.000 x 17.000 x 6.000 | Timesaving and practical, the Raised Floor Enclosure System&trade; consists of 2-1/2-inch high riser bases, which provide the ability to perform field rough-in procedures prior to the arrival of the racks and enclosures. Also handy as a lower cable chase for passing cables between racks in multi-bay applications, riser bases feature 1/8-inch thick fully welded construction and an attractive black powder coat finish. Riser bases feature knockouts for passing cables between joined riser bases. Riser feet bring riser bases to a 12-inch height for use with raised floors. Raised floor support angles support floor tiles when used with riser bases and feet. Custom width, depth and height RIB Series riser bases are also available
Racks | Middle Atlantic | VFEET-4-12 | 4BAY VRK FOOT SET,12 FLOORS | 729 | 656.1 | [8 empty] | 656747029714 | Y | 36 |  |  | https://assetserver.net/_assets/_prop65/shortform cancerandreprod_midat.jpg | US-United States | Mounts & Racks | Racks |  |  | 0 | Color Family: Black | Product Color: Black | Product Material: Steel | Height: 11.5" | Width: 3" | 26.000 x 9.000 x 7.000 | Timesaving and practical, the Raised Floor Enclosure System&trade; consists of 2-1/2-inch high riser bases, which provide the ability to perform field rough-in procedures prior to the arrival of the racks and enclosures. Also handy as a lower cable chase for passing cables between racks in multi-bay applications, riser bases feature 1/8-inch thick fully welded construction and an attractive black powder coat finish. Riser bases feature knockouts for passing cables between joined riser bases. Riser feet bring riser bases to a 12-inch height for use with raised floors. Raised floor support angles support floor tiles when used with riser bases and feet. Custom width, depth and height RIB Series riser bases are also available
Racks | Middle Atlantic | VFEET-5-12 | 5BAY VRK FOOT SET,12 FLOORS | 835 | 751.5 | [8 empty] | 656747029721 | Y | 32.5 |  |  | https://assetserver.net/_assets/_prop65/shortform cancerandreprod_midat.jpg | US-United States | Mounts & Racks | Racks |  |  | 0 | Color Family: Black | Product Color: Black | Product Material: Steel | Height: 11.5" | Width: 3" | 22.000 x 16.000 x 5.000 | Timesaving and practical, the Raised Floor Enclosure System&trade; consists of 2-1/2-inch high riser bases, which provide the ability to perform field rough-in procedures prior to the arrival of the racks and enclosures. Also handy as a lower cable chase for passing cables between racks in multi-bay applications, riser bases feature 1/8-inch thick fully welded construction and an attractive black powder coat finish. Riser bases feature knockouts for passing cables between joined riser bases. Riser feet bring riser bases to a 12-inch height for use with raised floors. Raised floor support angles support floor tiles when used with riser bases and feet. Custom width, depth and height RIB Series riser bases are also available
Racks | Middle Atlantic | VF-VPM-3 | VF VERT PANEL MOUNT 3SP | 295 | 265.5 | [8 empty] | 656747187193 | Y | 19.9 |  |  | https://assetserver.net/_assets/_prop65/shortform cancerandreprod_midat.jpg | US-United States | Mounts & Racks | Racks |  |  | 0 | Device Supported: Video Wall | Compatibility: <b>Legrand VisionFrame Video Walls:</b><br /> <ul> <li>VFMS-41X63T</li> <li>VFMS-64X80T</li> <li>VFMS-25X40T</li> <li>VFMS-41X63A</li> <li>VFMS-10X24A</li> </ul> |  |  |  | 27.500 x 22.500 x 12.300
Racks | Middle Atlantic | VLBX | LARGE VTR LOCKBOX W/FAN | 694 | 624.6 | [8 empty] | 656747023521 | Y | 33.2 | https://assetserver.net/_assets/middle atlantic/1000/vlbx.jpg |  | https://assetserver.net/_assets/_prop65/shortform cancerandreprod_midat.jpg | US-United States | Mounts & Racks | Racks |  |  | 0 | Optimized for thermal management of DVRs and other digital equipment | Optimized for thermal management of DVRs and other digital equipment | Wall mounts vertically or horizontally, can also be used as a monitoring shelf | Wall mounts vertically or horizontally, can also be used as a monitoring shelf | Extensive cable management tie points, EKOs and cable pass-throughs | 21.000 x 21.000 x 8.000
Racks | Middle Atlantic | VLBX-5.5 | REGULAR VTR LOCKBOX W/FAN | 658 | 592.2 | [8 empty] | 656747023538 | Y | 24.15 |  |  | https://assetserver.net/_assets/_prop65/shortform cancerandreprod_midat.jpg | US-United States | Mounts & Racks | Racks |  |  | 0 | [5 empty] | 21.000 x 21.000 x 8.000
Racks | Middle Atlantic | VLBX-WM | WALL BRACKETS, PAIR FITS VLBX | 152 | 136.8 | [8 empty] | 656747023552 | Y | 5.4 | https://assetserver.net/_assets/middle atlantic/1000/vlbxwm.jpg |  | https://assetserver.net/_assets/_prop65/shortform cancerandreprod_midat.jpg | US-United States | Mounts & Racks | Racks |  |  | 0 | [5 empty] | 19.000 x 22.000 x 3.000
Racks | Middle Atlantic | VMRK-54 | 54SP/31D MULTIBAY MRK | 4737 | 4263.3 | [8 empty] | 656747023569 | Y | 368 | https://assetserver.net/_assets/middle atlantic/1000/vmrk54.jpg |  | https://assetserver.net/_assets/_prop65/shortform cancerandreprod_midat.jpg | US-United States | Mounts & Racks | Racks |  |  | 0 | 54 spaces of racking height | Racks gang together when fully loaded | Multiple lacing points and slotted rail brackets for cable management flexibility | Standard front and rear adjustable 10-32 threaded “L-Rail” with numbered spaces | Includes standard solid locking rear door | 104.000 x 28.000 x 37.000 | This taller version of our broadcast standard 22” wide rack has extra height for taller spaces – delivering a full 54 rackspaces in the same floor space as a standard rack. Built-in horizontal lacing bars enable quick tie-and-slide lacing of video cable bundles. Specify a VMRK to maximize capacity, and where seismic certification and open or removable sides are required or preferred.
Racks | Middle Atlantic | VMRK-54-36 | 54SP/36D MULTIBAY VMRK | 5461 | 4914.9 | [8 empty] | 656747109867 | N | 389 |  |  | https://assetserver.net/_assets/_prop65/shortform cancerandreprod_midat.jpg | US-United States | Mounts & Racks | Racks |  |  | 0 | Features: Cable Management | Features: Adjustable Mounting Rails | Form Factor: Floor Standing | Product Color: Black | Product Material: Steel | 104.000 x 42.000 x 28.000 | Designed to maximize space and take full advantage of ceiling height, the VMRK-54 gangable broadcast video rack provides 54 spaces of racking height while still maintaining a slim 22-inch standard width.
Racks | Middle Atlantic | VMRK-54-36LRD | 54SP/36D VMRK,LRD | 5461 | 4914.9 | [8 empty] | 656747123856 | Y | 355 |  |  | https://assetserver.net/_assets/_prop65/shortform cancerandreprod_midat.jpg | US-United States | Mounts & Racks | Racks |  |  | 0 | Product Color: Black Powder Coat | Product Material: Steel | Static/Stationary Weight Capacity: 10000 lb | Height: 100.6" | Width: 22" | 42.000 x 104.000 x 28.000 | <p><b>VMRK-54-36LRD<br></b>This taller version of our broadcast standard 22" wide rack has extra height for taller spaces - delivering a full 54 rackspaces in the same floor space as a standard rack. Built-in horizontal lacing bars enable quick tie-and-slide lacing of video cable bundles. Specify a VMRK to maximize capacity, and where seismic certification and open or removable sides are required or preferred.</p>
Racks | Middle Atlantic | VMRK-54LRD | VMRK-54 LESS REAR DOOR 10-32 | 4737 | 4263.3 | [8 empty] | 656747040269 | Y | 358 |  |  | https://assetserver.net/_assets/_prop65/shortform cancerandreprod_midat.jpg | US-United States | Mounts & Racks | Racks |  |  | 0 | Form Factor: Floor Standing | Product Color: Black Powder Coat | Product Material: Steel | Static/Stationary Weight Capacity: 10000 lb | Height: 100.6" | 104.000 x 28.000 x 37.000 | <p><b>VMRK-54LRD<br /></b>This taller version of our broadcast standard 22" wide rack has extra height for taller spaces - delivering a full 54 rackspaces in the same floor space as a standard rack. Built-in horizontal lacing bars enable quick tie-and-slide lacing of video cable bundles. Specify a VMRK to maximize capacity, and where seismic certification and open or removable sides are required or preferred.</p>
Racks | Middle Atlantic | VPM-2 | 2SP VERTICAL PANEL MOUNT | 154 | 138.6 | 10 | [5 empty] | 10 |  | 656747123740 | Y | 3.81 | https://assetserver.net/_assets/middle atlantic/1000/vpm2.jpg |  | https://assetserver.net/_assets/_prop65/shortform cancerandreprod_midat.jpg | US-United States | Mounts & Racks | Racks |  |  | 0 | HDTV Compatible | Looping input | Remote switcher input control | ID Bit control | EQ (Peaking) control | 13.600 x 8.300 x 3.000 | The Kramer VPM-2 is a wall plate line driver for computer graphics video signals with resolutions ranging from VGA through XGA and higher. Multiple units may be connected to Kramer switchers such as the VP-81N.
Racks | Middle Atlantic | VRK-44-31H | 44SP/31D VIDEORACK HORIZ LACE | 3371 | 3033.9 | [8 empty] | 656747023620 | Y | 168 |  |  | https://assetserver.net/_assets/_prop65/shortform cancerandreprod_midat.jpg | US-United States | Mounts & Racks | Racks |  |  | 0 | Application/Usage: A/V Equipment | Form Factor: Floor Standing | Color Family: Black | Product Color: Black Powder Coat | Product Material: Steel | 40.000 x 30.000 x 88.000 | VRK-44-31H. We designed the broadcast standard 22-inch wide VRK specifically for mounting video and AV equipment. Built-in horizontal lacing bars are ideal for quick tie-and-slide lacing of video cable bundles. Choose a VRK for a strong, narrow enclosure with seismic certification and open or removable sides.
Racks | Middle Atlantic | VRK-44-31HLRD | 44SP/31D VIDEO RACK HORIZ. LRD | 3146 | 2831.4 | [8 empty] | 656747075445 | Y | 159 |  |  | https://assetserver.net/_assets/_prop65/shortform cancerandreprod_midat.jpg | US-United States | Mounts & Racks | Racks |  |  | 0 | Rack Type: Open Frame | Application/Usage: A/V Equipment | Features: Adjustable Mounting Rails | Form Factor: Floor Standing | Color Family: Other | 36.000 x 27.000 x 89.000 | VRK-44-31HLRD. We designed the broadcast standard 22-inch wide VRK specifically for mounting video and AV equipment. Built-in horizontal lacing bars are ideal for quick tie-and-slide lacing of video cable bundles. Choose a VRK for a strong, narrow enclosure with seismic certification and open or removable sides.
Racks | Middle Atlantic | VRK-44-36H | 44SP/36D VIDEO RACK HORIZ | 3868 | 3481.2 | [8 empty] | 656747075421 | N | 183 |  |  | https://assetserver.net/_assets/_prop65/shortform cancerandreprod_midat.jpg | US | Mounts & Racks | Racks |  |  | 0 | Application/Usage: A/V Equipment | Features: Adjustable Mounting Rails | Features: Cable Management | Features: Removable Door | Features: Lockable Door | 42.000 x 30.000 x 88.000 | VRK-44-36H. We designed the broadcast standard 22-inch wide VRK specifically for mounting video and AV equipment. Built-in horizontal lacing bars are ideal for quick tie-and-slide lacing of video cable bundles. Choose a VRK for a strong, narrow enclosure with seismic certification and open or removable sides.
Racks | Middle Atlantic | VRK-44-36HLRD | 44SP/36D VIDEO RACK HORIZ LRD | 3642 | 3277.8 | [8 empty] | 656747075438 | Y | 166 |  |  | https://assetserver.net/_assets/_prop65/shortform cancerandreprod_midat.jpg | US-United States | Mounts & Racks | Racks |  |  | 0 | Application/Usage: A/V Equipment | Features: Adjustable Mounting Rails | Features: Cable Management | Color Family: Black | Product Color: Black Powder Coat | 42.000 x 30.000 x 88.000 | VRK-44-36HLRD. We designed the broadcast standard 22-inch wide VRK specifically for mounting video and AV equipment. Built-in horizontal lacing bars are ideal for quick tie-and-slide lacing of video cable bundles. Choose a VRK for a strong, narrow enclosure with seismic certification and open or removable sides.
Racks | Middle Atlantic | VRK-44-42HLRD | 44SP/42D VIDRACK HOR LRD | 3709 | 3338.1 | [8 empty] | 656747182501 | Y | 197 |  |  | https://assetserver.net/_assets/_prop65/ca prop 65 short form label.jpg | US-United States | Mounts & Racks | Racks |  |  | 0 | Application/Usage: A/V Equipment | Width: 22" | Depth: 42" | Rack Height: 44U | Country of Origin: United States | 40.000 x 30.000 x 88.000 | The Middle Atlantic VRK-44-42HLRD 19" (482.6mm) Gangable Rack Mount without Rear Door satisfies the 2007 & 2010 CBC; 2006, 2009 & 2012 IBC; ASCE 7-05 (2005 Edition) & ASCE 7-10 (2010 Edition) and the 2006 & 2009 editions of NFPA 5000 for use in areas of high seismicity, Seismic Use Group III, Zone 4 or Seismic Design Category (SDC) “D” with lateral force requirements for protecting 740 lb of essential equipment in locations with the highest level of seismicity and top floor or rooftop installations with an Importance factor (Ip) of 1.5 when used with MRK-Z4 seismic floor anchor bracket.
Racks | Middle Atlantic | VRK-Z4 | VRK SEISMIC BRACKETS | 101 | 90.9 | [8 empty] | 656747023668 | Y | 1.9 |  |  | https://assetserver.net/_assets/_prop65/shortform cancerandreprod_midat.jpg | US-United States | Mounts & Racks | Racks |  |  | 0 | Compatibility: <p>VRK Series</p> | Limited Warranty: Lifetime |  |  |  | 7.000 x 3.000 x 1.000
Racks | Middle Atlantic | VRR-54 | ADD'L RAIL,54SP,PAIR | 400 | 360 | [8 empty] | 656747023675 | Y | 37.15 |  |  | https://assetserver.net/_assets/_prop65/shortform cancerandreprod_midat.jpg | US-United States | Mounts & Racks | Racks |  |  | 0 | Heavy gauge, 10-32 threaded rail | Steel construction with protective e-coating | Sold in pairs |  |  | 99.000 x 5.000 x 5.000
Racks | Middle Atlantic | VSDR-12 | 12SP VENTED SPLT SECURITY DOOR | 344 | 309.6 | [8 empty] | 656747030505 | Y | 12.2 |  |  | https://assetserver.net/_assets/_prop65/shortform cancerandreprod_midat.jpg | US-United States | Mounts & Racks | Racks |  |  | 0 | Product Color: Black | Limited Warranty: Lifetime |  |  |  | 21.500 x 25.500 x 5.000
Racks | Middle Atlantic | VSDR-16 | 16SP VENTED SPLT SECURITY DOOR | 383 | 344.7 | [8 empty] | 656747030512 | Y | 15.2 |  |  | https://assetserver.net/_assets/_prop65/shortform cancerandreprod_midat.jpg | US-United States | Mounts & Racks | Racks |  |  | 0 | Product Color: Black | Product Material: Steel | Compatible Rack Height: 16U | Compatibility: <b>Middle Atlantic Laminate Racks:</b><br><ul><li>RK</li><li>BRK</li></ul> | Limited Warranty: Lifetime | 22.000 x 32.000 x 5.000 | Our keylocked steel security doors allow front access to a select portion of rackmount equipment and are available in plexiglass, vented, and solid steel styles. Mount equipment which needs to be secured behind the solid door to keep unauthorized users from tampering. Keep equipment which needs to be client accessed in the open portion of the rack. Works as a full door on our RK/BRK series racks as well.
Racks | Middle Atlantic | VSDR-20 | 20SP VENTED SPLT SECURITY DOOR | 466 | 419.4 | [8 empty] | 656747030529 | Y | 17.15 |  |  | https://assetserver.net/_assets/_prop65/shortform cancerandreprod_midat.jpg | US-United States | Mounts & Racks | Racks |  |  | 0 | Product Color: Black | Product Material: Steel | Compatible Rack Height: 20U | Compatibility: <b>Middle Atlantic Laminate Racks:</b><br><ul><li>RK</li><li>BRK</li></ul> | Limited Warranty: Lifetime | 22.000 x 39.000 x 5.000 | Our keylocked steel security doors allow front access to a select portion of rackmount equipment and are available in plexiglass, vented, and solid steel styles. Mount equipment which needs to be secured behind the solid door to keep unauthorized users from tampering. Keep equipment which needs to be client accessed in the open portion of the rack. Works as a full door on our RK/BRK series racks as well.
Racks | Middle Atlantic | VSDR-8 | 8SP VENTED SPLT SECURITY DOOR | 283 | 254.7 | [8 empty] | 656747030499 | Y | 9.25 |  |  | https://assetserver.net/_assets/_prop65/shortform cancerandreprod_midat.jpg | US-United States | Mounts & Racks | Racks |  |  | 0 | Product Color: Black | Product Material: Steel | Compatible Rack Height: 8U | Compatibility: <p><b>Middle Atlantic Laminate Racks:</b></p><ul><li>RK</li><li>BRK</li></ul> | Limited Warranty: Lifetime | 22.000 x 18.000 x 5.000 | Our keylocked steel security doors allow front access to a select portion of rackmount equipment and are available in plexiglass, vented, and solid steel styles. Mount equipment which needs to be secured behind the solid door to keep unauthorized users from tampering. Keep equipment which needs to be client accessed in the open portion of the rack. Works as a full door on our RK/BRK series racks as well.
Racks | Middle Atlantic | VT2 | 2SP PERFORATED VENT PANEL | 38 | 34.2 | 5 | [6 empty] | 5 | 656747023712 | Y | 0.6 | https://assetserver.net/_assets/middle atlantic/1000/vt2.jpg |  | https://assetserver.net/_assets/_prop65/shortform cancerandreprod_midat.jpg | CN-China | Mounts & Racks | Racks |  |  | 0 | Product Color: Black | Product Material: Steel | Compatible Rack Height: 2U | Height: 3.5" | Width: 19" | 19.000 x 3.500 x 1.000 | With the highest percentage of open area found on any of our vent panels (64%), all VT series products are made from 16-gauge perforated steel, and are flanged for extra strength. Black powder coat finish.
Racks | Middle Atlantic | VT2-CP12 | 12PC. VT2 CONTRACT PACK | 392 | 352.8 | [8 empty] | 656747033483 | Y | 7.7 |  |  | https://assetserver.net/_assets/_prop65/shortform cancerandreprod_midat.jpg | US | Mounts & Racks | Racks |  |  | 0 | Product Color: Black | Product Material: Steel | Compatible Rack Height: 2U | Height: 3.5" | Width: 19" | 12.000 x 23.000 x 5.000 | Contractor Packs provide a cost-effective, space-efficient way for installers to stock the panels they use most frequently. Allows easy access to individual, poly-bagged panels. Designed to stack on warehouse shelving.
Racks | Middle Atlantic | VT3 | 3SP PERFORATED VENT PANEL | 45 | 40.5 | [8 empty] | 656747023736 | Y | 0.75 |  |  | https://assetserver.net/_assets/_prop65/shortform cancerandreprod_midat.jpg | CN-China | Mounts & Racks | Racks |  |  | 0 | Product Color: Black | Height: 5.3" | Width: 19" | Limited Warranty: Lifetime |  | 19.000 x 5.500 x 1.000 | <p>With the highest percentage of open area found on any of our vent panels (64%), all VT series products are made from 16-gauge perforated steel, and are flanged for extra strength.</p>
Racks | Middle Atlantic | VT3-CP6 | 6PC. VT3 CONTRACT PACK | 235 | 211.5 | [8 empty] | 656747033490 | Y | 4.95 |  |  | https://assetserver.net/_assets/_prop65/shortform cancerandreprod_midat.jpg | US-United States | Mounts & Racks | Racks |  |  | 0 | Product Color: Black | Product Material: Steel | Compatible Rack Height: 3U | Height: 5.3" | Width: 19" | 8.000 x 23.000 x 7.000 | Contractor Packs provide a cost-effective, space-efficient way for installers to stock the panels they use most frequently. Allows easy access to individual, poly-bagged panels. Designed to stack on warehouse shelving.
Racks | Middle Atlantic | VT4 | 4SP PERFORATED VENT PANEL | 48 | 43.2 | [8 empty] | 656747023743 | Y | 0.8 |  |  | https://assetserver.net/_assets/_prop65/shortform cancerandreprod_midat.jpg | CN-China | Mounts & Racks | Racks |  |  | 0 | Product Color: Black | Limited Warranty: Lifetime |  |  |  | 19.000 x 7.000 x 1.000 | <p>With the highest percentage of open area found on any of our vent panels (64%), all VT series products are made from 16-gauge perforated steel, and are flanged for extra strength. Black powder coat finish.</p>
Racks | Middle Atlantic | VT4-CP6 | 6PC. VT4 CONTRACT PACK | 262 | 235.8 | [8 empty] | 656747033506 | Y | 6.65 |  |  | https://assetserver.net/_assets/_prop65/shortform cancerandreprod_midat.jpg | US | Mounts & Racks | Racks |  |  | 0 | Product Color: Black | Product Material: Steel | Compatible Rack Height: 4U | Height: 7" | Width: 19" | 8.000 x 23.000 x 7.000 | Contractor Packs provide a cost-effective, space-efficient way for installers to stock the panels they use most frequently. Allows easy access to individual, poly-bagged panels. Designed to stack on warehouse shelving.
Racks | Middle Atlantic | VTB-1 | 1SP LIGHT BLOCKING VENT PANEL | 47 | 42.3 | [8 empty] | 656747068539 | Y | 0.32 |  |  | https://assetserver.net/_assets/_prop65/shortform cancerandreprod_midat.jpg | US | Mounts & Racks | Racks |  |  | 0 | Product Color: Black | Height: 1.8" | Limited Warranty: Lifetime |  |  | 19.000 x 2.000 x 0.500 | This vent panel is the ideal solution for installations where a high open percentage area (64%) vent is needed, and it is desirable to conceal the internal cabling. Includes light blocking material, constructed from 16-gauge perforated steel, flanged for extra strength, and finished in black powder coat.
Racks | Middle Atlantic | VTB-2 | 2SP LIGHT BLOCKING VENT PANEL | 70 | 63 | [8 empty] | 656747068546 | Y | 0.54 |  |  | https://assetserver.net/_assets/_prop65/shortform cancerandreprod_midat.jpg | US-United States | Mounts & Racks | Racks |  |  | 0 | Product Color: Black | Product Material: Steel | Compatible Rack Height: 2U | Height: 3.5" | Width: 19" | 19.000 x 3.500 x 0.500 | <p>This vent panel is the ideal solution for installations where a high open percentage area (64%) vent is needed, and it is desirable to conceal the internal cabling. Includes light blocking material, constructed from 16-gauge perforated steel, flanged for extra strength, and finished in black powder coat.</p>
Racks | Middle Atlantic | VTB-3 | 3SP LIGHT BLOCKING VENT PANEL | 89 | 80.1 | [8 empty] | 656747068553 | Y | 0.82 |  |  | https://assetserver.net/_assets/_prop65/shortform cancerandreprod_midat.jpg | US | Mounts & Racks | Racks |  |  | 0 | Product Color: Black | Height: 5.3" | Limited Warranty: Lifetime |  |  | 19.000 x 5.250 x 0.500 | This vent panel is the ideal solution for installations where a high open percentage area (64%) vent is needed, and it is desirable to conceal the internal cabling. Includes light blocking material, constructed from 16-gauge perforated steel, flanged for extra strength, and finished in black powder coat.
Racks | Middle Atlantic | VTF1 | 1SP FINE PERF VENT PANEL | 31 | 27.9 | 41 | 8 |  |  | 8 | 20 | 5 |  | 656747023774 | Y | 0.55 |  |  | https://assetserver.net/_assets/_prop65/shortform cancerandreprod_midat.jpg | CN-China | Mounts & Racks | Racks |  |  | 0 | Product Color: Black | Height: 1.8" | Width: 19" | Limited Warranty: Lifetime |  | 19.000 x 2.000 x 1.000 | The tight perforated pattern found in the VTF series of vent panels limits viewing for aesthetics. Flanged, made from 16-gauge steel.
Racks | Middle Atlantic | VTF1-CP12 | 12PC. VTF1 CONTRACT PACK | 312 | 280.8 | 1 | 1 | [6 empty] | 656747033513 | N | 7.75 |  |  | https://assetserver.net/_assets/_prop65/shortform cancerandreprod_midat.jpg | US-United States | Mounts & Racks | Racks |  |  | 0 | Device Supported: Rack | Color Family: Black | Product Color: Black | Product Material: Steel | Compatible Rack Height: 1U | 12.000 x 23.000 x 4.000 | Contractor Packs provide a cost-effective, space-efficient way for installers to stock the panels they use most frequently. Allows easy access to individual, poly-bagged panels. Designed to stack on warehouse shelving.
Racks | Middle Atlantic | VTF2 | 2SP FINE PERF VENT PANEL | 38 | 34.2 | 3 |  |  | 2 |  |  |  | 1 | 656747023798 | Y | 0.9 |  |  | https://assetserver.net/_assets/_prop65/shortform cancerandreprod_midat.jpg | US-United States | Mounts & Racks | Racks |  |  | 0 | Product Color: Black | Height: 3.5" | Width: 19" | Limited Warranty: Lifetime |  | 19.000 x 4.000 x 1.000 | The tight perforated pattern found in the VTF series of vent panels limits viewing for aesthetics. Flanged, made from 16-gauge steel.
Racks | Middle Atlantic | VTF2-CP12 | 12PC. VTF2 CONTRACT PACK | 392 | 352.8 | [8 empty] | 656747033520 | Y | 12.2 |  |  | https://assetserver.net/_assets/_prop65/shortform cancerandreprod_midat.jpg | US-United States | Mounts & Racks | Racks |  |  | 0 | Device Supported: Rack | Color Family: Black | Product Color: Black | Product Material: Steel | Compatible Rack Height: 2U | 12.000 x 23.000 x 5.000 | Contractor Packs provide a cost-effective, space-efficient way for installers to stock the panels they use most frequently. Allows easy access to individual, poly-bagged panels. Designed to stack on warehouse shelving.
Racks | Middle Atlantic | VTF3 | 3SP FINE PERF VENT PANEL | 45 | 40.5 | [8 empty] | 656747023804 | Y | 1.3 |  |  | https://assetserver.net/_assets/_prop65/shortform cancerandreprod_midat.jpg | CN-China | Mounts & Racks | Racks |  |  | 0 | Product Color: Black | Height: 5.3" | Width: 19" | Limited Warranty: Lifetime |  | 19.000 x 5.250 x 0.250 | <p>The tight perforated pattern found in the VTF series of vent panels limits viewing for aesthetics. Flanged, made from 16-gauge steel.</p>
Racks | Middle Atlantic | VTF3-CP6 | 6PC. VTF3 CONTRACT PACK | 235 | 211.5 | [8 empty] | 656747033537 | Y | 8.2 |  |  | https://assetserver.net/_assets/_prop65/shortform cancerandreprod_midat.jpg | US-United States | Mounts & Racks | Racks |  |  | 0 | Product Color: Black | Product Material: Steel | Compatible Rack Height: 3U | Height: 5.3" | Width: 19" | 8.000 x 23.000 x 7.000 | Contractor Packs provide a cost-effective, space-efficient way for installers to stock the panels they use most frequently. Allows easy access to individual, poly-bagged panels. Designed to stack on warehouse shelving.
Racks | Middle Atlantic | VTF4 | 4SP FINE PERF VENT PANEL | 48 | 43.2 | [8 empty] | 656747023811 | Y | 1.5 |  |  | https://assetserver.net/_assets/_prop65/shortform cancerandreprod_midat.jpg | CN-China | Mounts & Racks | Racks |  |  | 0 | Product Color: Black | Height: 7" | Width: 19" | Limited Warranty: Lifetime |  | 19.000 x 7.000 x 0.250 | The tight perforated pattern found in the VTF series of vent panels limits viewing for aesthetics. Flanged, made from 16-gauge steel.
Racks | Middle Atlantic | VTF4-CP6 | 6PC. VTF4 CONTRACT PACK | 264 | 237.6 | [8 empty] | 656747033544 | Y | 10.35 |  |  | https://assetserver.net/_assets/_prop65/shortform cancerandreprod_midat.jpg | US-United States | Mounts & Racks | Racks |  |  | 0 | Limited Warranty: Lifetime |  |  |  |  | 23.000 x 8.000 x 7.000 | Contractor Packs provide a cost-effective, space-efficient way for installers to stock the panels they use most frequently. Allows easy access to individual, poly-bagged panels. Designed to stack on warehouse shelving.
Racks | Middle Atlantic | VTP-3 | 3SP ANOD SLOTTED VENT PANEL | 77 | 69.3 | [8 empty] | 656747023866 | Y | 1 |  |  | https://assetserver.net/_assets/_prop65/shortform cancerandreprod_midat.jpg | US | Mounts & Racks | Racks |  |  | 0 | Device Supported: Rack | Color Family: Black | Product Color: Brushed Black | Product Material: Aluminium | Compatible Rack Height: 3U | 19.000 x 5.250 x 0.250 | Highly aesthetic with an attractive slotted design, the VTP series is flanged and made from 16-gauge aluminum. Black brushed anodized finish.
Racks | Middle Atlantic | VWM-2-2-36K-PW | HORIZONTAL RK,2U PIVOT,2U FIXED,36"D,PUTTY | 1086 | 977.4 | [8 empty] | 656747291531 | Y | 80 | https://assetserver.net/_assets/middle atlantic/1000/vwm2236kpw.jpg |  | https://assetserver.net/_assets/_prop65/shortform cancerandreprod_midat.jpg | US-United States | Mounts & Racks | Racks |  |  | 0 | Form Factor: Wall Mountable | Product Color: Putty | Product Material: Steel | Maximum Weight Capacity: 150 lb | Height: 36" | 29.000 x 22.000 x 38.000 | <p>With a low-profile, patent-pending design, this pre-configured horizontal VWM Series Wall Cabinet is ideal for mounting patch panels, hubs, routers, and switches within two mounting bays or 4 total rackspaces. It includes everything needed for a simple solution, but also can support additional customization in Lever Lock&trade; small device mounting within the cabinet and/or on the door, thermal management, cable management and power distribution for a complete system that ensures uptime and reliability on the wall.</p> <ul> <li>Two mounting areas for a total of 4 rackspaces <ul> <li>2 RUs in upper bay with pivoting rackrail for patch panels</li> <li>2 RUs in the lower bay with fixed rackrail for switches and routers</li> </ul> </li> <li>Rackrail features both 10-32 thread and cage nut</li> <li>Flexible position spaces to mount the rackrail where it's needed</li> <li>Solid door that restricts user access and visibility for additional security</li> <li>Laser knockouts on the top, bottom and sides for cable entry and thermal management</li> <li>Integral electrical box simplifies power distribution</li> <li>Finished in a durable putty colored powder coat</li> </ul>
Racks | Middle Atlantic | VWM-4-5-36K-PW | HORIZONTAL RK,4U PIVOT,5U FIXED,36"D,PUTTY | 1497 | 1347.3 | [8 empty] | 656747291548 | Y | 80 | https://assetserver.net/_assets/middle atlantic/1000/vwm4536kpw.jpg |  | https://assetserver.net/_assets/_prop65/shortform cancerandreprod_midat.jpg | US-United States | Mounts & Racks | Racks |  |  | 0 | Form Factor: Wall Mountable | Product Color: Putty | Product Material: Steel | Maximum Weight Capacity: 150 lb | Height: 36" | 29.000 x 16.000 x 38.000 | <p>With a low-profile, patent-pending design, this pre-configured VWM Series Wall Cabinet is ideal for mounting patch panels, hubs, routers, and switches within two mounting bays or 9 total rackspaces. It includes everything needed for a simple solution, but also can support additional customization in Lever Lock&trade; small device mounting within the cabinet and/or on the door, thermal management, cable management and power distribution for a complete system that ensures uptime and reliability on the wall.</p> <ul> <li>Two mounting areas for a total of 9 rackspaces <ul> <li>4 RUs in upper bay with pivoting rackrail for patch panels</li> <li>5 RUs in the lower bay with fixed rackrail for switches and routers</li> </ul> </li> <li>Rackrail features both 10-32 thread and cage nut</li> <li>Flexible position spaces to mount the rackrail where it's needed</li> <li>Solid door that restricts user access and visibility for additional security</li> <li>Laser knockouts on the top, bottom and sides for cable entry and thermal management</li> <li>Integral electrical box simplifies power distribution</li> <li>Finished in a durable putty colored powder coat</li> </ul>
Racks | Middle Atlantic | VWM-4-5-42K-PW | HORIZONTAL RK,4U PIVOT,5U FIXED,42"D,PUTTY | 1703 | 1532.7 | [8 empty] | 656747291562 | Y | 86 | https://assetserver.net/_assets/middle atlantic/1000/vwm4542kpw.jpg |  | https://assetserver.net/_assets/_prop65/shortform cancerandreprod_midat.jpg | US-United States | Mounts & Racks | Racks |  |  | 0 | Form Factor: Wall Mountable | Product Color: Putty | Product Material: Steel | Maximum Weight Capacity: 150 lb | Height: 42" | 16.000 x 29.000 x 45.000 | <p>With a low-profile, patent-pending design, this pre-configured horizontal VWM Series Wall Cabinet is ideal for mounting patch panels, hubs, routers, and switches within two mounting bays or 9 total rackspaces with extra depth. It includes everything needed for a simple solution, but also can support additional customization in Lever Lock&trade; small device mounting within the cabinet and/or on the door, thermal management, cable management and power distribution for a complete system that ensures uptime and reliability on the wall.</p> <ul> <li>Two mounting areas for a total of 9 rackspaces <ul> <li>4 RUs in upper bay with pivoting rackrail for patch panels</li> <li>5 RUs in the lower bay with fixed rackrail for switches and routers</li> </ul> </li> <li>Rackrail features both 10-32 thread and cage nut</li> <li>Flexible position spaces to mount the rackrail where it's needed</li> <li>Solid door that restricts user access and visibility for additional security</li> <li>Laser knockouts on the top, bottom and sides for cable entry and thermal management</li> <li>Integral electrical box simplifies power distribution</li> <li>Finished in a durable putty colored powder coat</li> </ul>
Racks | Middle Atlantic | VWM-6BR-BP | VWM 6"WIDE BRUSH GROMMET KIT FOR BACKPAN | 51 | 45.9 | [8 empty] | 656747305856 | Y | 1.5 |  |  | https://assetserver.net/_assets/_prop65/shortform cancerandreprod_midat.jpg | US-United States | Mounts & Racks | Racks |  |  | 0 | Cable Manager Type: Cable Panel | Country of Origin: United States |  |  |  | 23.500 x 3.500 x 1.000
Racks | Middle Atlantic | VWM-BP-3610-BW | VWM BACK PAN,36"HIGH,10"DEEP,BLACK FINISH | 825 | 742.5 | [8 empty] | 656747291272 | Y | 56 | https://assetserver.net/_assets/middle atlantic/1000/vwmbp3610bw.jpg |  | https://assetserver.net/_assets/_prop65/shortform cancerandreprod_midat.jpg | US-United States | Mounts & Racks | Racks |  |  | 0 | Product Color: Black | Product Material: Steel | Compatible Rack Height: 5U | Height: 36" | Width: 25" | 16.000 x 29.000 x 45.000 | <p>Introducing the equipment mounting platform that will change the way you design your systems. The VWM Series is the industry's highest capacity and most versatile low profile wall cabinet, with comprehensive flexibility to fit system needs today and as technology changes. This patent-pending design features multiple planes of vertical mounting, it allows deeper equipment to be mounted parallel to the wall and is the first low profile cabinet to offer intuitive mounting for small devices. VWM cabinets are ideal for small to medium networking, surveillance and monitoring, distributed audio and paging systems. Click 'Configure Now' to tailor this VWM cabinet to order for the specific needs of the application. This SKU must be purchased via the configuration design experience.</p> <ul> <li>Configurable platform maximizes space and expertly handles the highest density of components of any vertical wall cabinet in the industry</li> <li>Unmatched component mounting flexibility to tailor the cabinet for the needs of the system. Includes modular options for mounting equipment of all sizes and form factors:<br /> <ul> <li>Rackrail - select the rackrail that best addresses the rackmount equipment specified for the system: fixed and pivoting rackrail options are available in varying heights. Each piece of rail features both 10-32 thread and cage nut. Mount the rail where it's needed in any of the flexible position spaces within the unique backpan design.</li> <li>Lever Lock&trade; - outfit the VWM with Lever Lock to mount small devices like extenders, power supplies, electronic door lock controllers and compact power solutions in the cabinet's backpan or door</li> </ul> </li> <li>Future-proof solution enables the cabinet to adapt with the system, with interchangeable options that accommodate rapidly changing technology</li> <li>Designed for the systems approach to ensure uptime and reliability: supports thermal management, cable integrity, power distribution and maximizing space while providing a secure location for components of all sizes in an all-in-one system.</li> <li>Unmatched certifications to meet the most safety requirements in the widest range of areas than any other vertical wall cabinet</li> <li>Solid door prevents any user access or visibility</li> <li>Design the VWM cabinet to the needs of the specific job or application with our online Configurator. It allows repeatability which is ideal for roll outs and produces a custom part number that protects the integrator's time and investment</li> <li>Available in black, white and putty finish</li> </ul>
Racks | Middle Atlantic | VWM-BP-3610-PW | VWM BACK PAN,36"HIGH,10"DEEP,PUTTY FINISH | 825 | 742.5 | [8 empty] | 656747291265 | Y | 60 |  |  | https://assetserver.net/_assets/_prop65/shortform cancerandreprod_midat.jpg | US-United States | Mounts & Racks | Racks |  |  | 0 | Product Color: Putty | Product Material: Steel | Compatible Rack Height: 5U | Height: 36" | Width: 25" | 29.000 x 16.000 x 38.000 | <p>Introducing the equipment mounting platform that will change the way you design your systems. The VWM Series is the industry's highest capacity and most versatile low profile wall cabinet, with comprehensive flexibility to fit system needs today and as technology changes. This patent-pending design features multiple planes of vertical mounting, it allows deeper equipment to be mounted parallel to the wall and is the first low profile cabinet to offer intuitive mounting for small devices. VWM cabinets are ideal for small to medium networking, surveillance and monitoring, distributed audio and paging systems. Click 'Configure Now' to tailor this VWM cabinet to order for the specific needs of the application. This SKU must be purchased via the configuration design experience.</p> <ul> <li>Configurable platform maximizes space and expertly handles the highest density of components of any vertical wall cabinet in the industry</li> <li>Unmatched component mounting flexibility to tailor the cabinet for the needs of the system. Includes modular options for mounting equipment of all sizes and form factors:<br /> <ul> <li>Rackrail - select the rackrail that best addresses the rackmount equipment specified for the system: fixed and pivoting rackrail options are available in varying heights. Each piece of rail features both 10-32 thread and cage nut. Mount the rail where it's needed in any of the flexible position spaces within the unique backpan design.</li> <li>Lever Lock&trade; - outfit the VWM with Lever Lock to mount small devices like extenders, power supplies, electronic door lock controllers and compact power solutions in the cabinet's backpan or door</li> </ul> </li> <li>Future-proof solution enables the cabinet to adapt with the system, with interchangeable options that accommodate rapidly changing technology</li> <li>Designed for the systems approach to ensure uptime and reliability: supports thermal management, cable integrity, power distribution and maximizing space while providing a secure location for components of all sizes in an all-in-one system.</li> <li>Unmatched certifications to meet the most safety requirements in the widest range of areas than any other vertical wall cabinet</li> <li>Solid door prevents any user access or visibility</li> <li>Design the VWM cabinet to the needs of the specific job or application with our online Configurator. It allows repeatability which is ideal for roll outs and produces a custom part number that protects the integrator's time and investment</li> <li>Available in black, white and putty finish</li> </ul>
Racks | Middle Atlantic | VWM-BP-3610-WT | VWM BACK PAN,36"HIGH,10"DEEP,WHITE FINISH | 825 | 742.5 | [8 empty] | 656747291289 | Y | 60 |  |  | https://assetserver.net/_assets/_prop65/shortform cancerandreprod_midat.jpg | US-United States | Mounts & Racks | Racks |  |  | 0 | Product Color: White | Product Material: Steel | Compatible Rack Height: 5U | Height: 36" | Width: 25" | 29.000 x 16.000 x 38.000 | <p>Introducing the equipment mounting platform that will change the way you design your systems. The VWM Series is the industry's highest capacity and most versatile low profile wall cabinet, with comprehensive flexibility to fit system needs today and as technology changes. This patent-pending design features multiple planes of vertical mounting, it allows deeper equipment to be mounted parallel to the wall and is the first low profile cabinet to offer intuitive mounting for small devices. VWM cabinets are ideal for small to medium networking, surveillance and monitoring, distributed audio and paging systems. Click 'Configure Now' to tailor this VWM cabinet to order for the specific needs of the application. This SKU must be purchased via the configuration design experience.</p> <ul> <li>Configurable platform maximizes space and expertly handles the highest density of components of any vertical wall cabinet in the industry</li> <li>Unmatched component mounting flexibility to tailor the cabinet for the needs of the system. Includes modular options for mounting equipment of all sizes and form factors:<br /> <ul> <li>Rackrail - select the rackrail that best addresses the rackmount equipment specified for the system: fixed and pivoting rackrail options are available in varying heights. Each piece of rail features both 10-32 thread and cage nut. Mount the rail where it's needed in any of the flexible position spaces within the unique backpan design.</li> <li>Lever Lock&trade; - outfit the VWM with Lever Lock to mount small devices like extenders, power supplies, electronic door lock controllers and compact power solutions in the cabinet's backpan or door</li> </ul> </li> <li>Future-proof solution enables the cabinet to adapt with the system, with interchangeable options that accommodate rapidly changing technology</li> <li>Designed for the systems approach to ensure uptime and reliability: supports thermal management, cable integrity, power distribution and maximizing space while providing a secure location for components of all sizes in an all-in-one system.</li> <li>Unmatched certifications to meet the most safety requirements in the widest range of areas than any other vertical wall cabinet</li> <li>Solid door prevents any user access or visibility</li> <li>Design the VWM cabinet to the needs of the specific job or application with our online Configurator. It allows repeatability which is ideal for roll outs and produces a custom part number that protects the integrator's time and investment</li> <li>Available in black, white and putty finish</li> </ul>
Racks | Middle Atlantic | VWM-BP-3616-BW | VWM BACK PAN,36"HIGH,16"DEEP,BLACK FINISH | 891 | 801.9 | [8 empty] | 656747291302 | Y | 70 | https://assetserver.net/_assets/middle atlantic/1000/vwmbp3616bw.jpg |  | https://assetserver.net/_assets/_prop65/shortform cancerandreprod_midat.jpg | US-United States | Mounts & Racks | Racks |  |  | 0 | Product Color: Black | Product Material: Steel | Compatible Rack Height: 8U | Height: 36" | Width: 25" | 29.000 x 22.000 x 38.000 | <p>Introducing the equipment mounting platform that will change the way you design your systems. The VWM Series is the industry's highest capacity and most versatile low profile wall cabinet, with comprehensive flexibility to fit system needs today and as technology changes. This patent-pending design features multiple planes of vertical mounting, it allows deeper equipment to be mounted parallel to the wall and is the first low profile cabinet to offer intuitive mounting for small devices. VWM cabinets are ideal for small to medium networking, surveillance and monitoring, distributed audio and paging systems. Click 'Configure Now' to tailor this VWM cabinet to order for the specific needs of the application. This SKU must be purchased via the configuration design experience.</p> <ul> <li>Configurable platform maximizes space and expertly handles the highest density of components of any vertical wall cabinet in the industry</li> <li>Unmatched component mounting flexibility to tailor the cabinet for the needs of the system. Includes modular options for mounting equipment of all sizes and form factors:<br /> <ul> <li>Rackrail - select the rackrail that best addresses the rackmount equipment specified for the system: fixed and pivoting rackrail options are available in varying heights. Each piece of rail features both 10-32 thread and cage nut. Mount the rail where it's needed in any of the flexible position spaces within the unique backpan design.</li> <li>Lever Lock&trade; - outfit the VWM with Lever Lock to mount small devices like extenders, power supplies, electronic door lock controllers and compact power solutions in the cabinet's backpan or door</li> </ul> </li> <li>Future-proof solution enables the cabinet to adapt with the system, with interchangeable options that accommodate rapidly changing technology</li> <li>Designed for the systems approach to ensure uptime and reliability: supports thermal management, cable integrity, power distribution and maximizing space while providing a secure location for components of all sizes in an all-in-one system.</li> <li>Unmatched certifications to meet the most safety requirements in the widest range of areas than any other vertical wall cabinet</li> <li>Solid door prevents any user access or visibility</li> <li>Design the VWM cabinet to the needs of the specific job or application with our online Configurator. It allows repeatability which is ideal for roll outs and produces a custom part number that protects the integrator's time and investment</li> <li>Available in black, white and putty finish</li> </ul>
Racks | Middle Atlantic | VWM-BP-3616-PW | VWM BACK PAN,36"HIGH,16"DEEP,PUTTY FINISH | 854 | 768.6 | [8 empty] | 656747291296 | Y | 70 | https://assetserver.net/_assets/middle atlantic/1000/vwmbp3616pw.jpg |  | https://assetserver.net/_assets/_prop65/shortform cancerandreprod_midat.jpg | US-United States | Mounts & Racks | Racks |  |  | 0 | Product Color: Putty | Product Material: Steel | Compatible Rack Height: 8U | Height: 36" | Width: 25" | 29.000 x 22.000 x 38.000 | <p>Introducing the equipment mounting platform that will change the way you design your systems. The VWM Series is the industry's highest capacity and most versatile low profile wall cabinet, with comprehensive flexibility to fit system needs today and as technology changes. This patent-pending design features multiple planes of vertical mounting, it allows deeper equipment to be mounted parallel to the wall and is the first low profile cabinet to offer intuitive mounting for small devices. VWM cabinets are ideal for small to medium networking, surveillance and monitoring, distributed audio and paging systems. Click 'Configure Now' to tailor this VWM cabinet to order for the specific needs of the application. This SKU must be purchased via the configuration design experience.</p> <ul> <li>Configurable platform maximizes space and expertly handles the highest density of components of any vertical wall cabinet in the industry</li> <li>Unmatched component mounting flexibility to tailor the cabinet for the needs of the system. Includes modular options for mounting equipment of all sizes and form factors:<br /> <ul> <li>Rackrail - select the rackrail that best addresses the rackmount equipment specified for the system: fixed and pivoting rackrail options are available in varying heights. Each piece of rail features both 10-32 thread and cage nut. Mount the rail where it's needed in any of the flexible position spaces within the unique backpan design.</li> <li>Lever Lock&trade; - outfit the VWM with Lever Lock to mount small devices like extenders, power supplies, electronic door lock controllers and compact power solutions in the cabinet's backpan or door</li> </ul> </li> <li>Future-proof solution enables the cabinet to adapt with the system, with interchangeable options that accommodate rapidly changing technology</li> <li>Designed for the systems approach to ensure uptime and reliability: supports thermal management, cable integrity, power distribution and maximizing space while providing a secure location for components of all sizes in an all-in-one system.</li> <li>Unmatched certifications to meet the most safety requirements in the widest range of areas than any other vertical wall cabinet</li> <li>Solid door prevents any user access or visibility</li> <li>Design the VWM cabinet to the needs of the specific job or application with our online Configurator. It allows repeatability which is ideal for roll outs and produces a custom part number that protects the integrator's time and investment</li> <li>Available in black, white and putty finish</li> </ul>
Racks | Middle Atlantic | VWM-BP-3616-WT | VWM BACK PAN,36"HIGH,16"DEEP,WHITE FINISH | 891 | 801.9 | [8 empty] | 656747291319 | Y | 70 | https://assetserver.net/_assets/middle atlantic/1000/vwmbp3616wt.jpg | https://assetserver.net/_assets/middle atlantic/pdf/vwmbp3616wt-spec.pdf | https://assetserver.net/_assets/_prop65/shortform cancerandreprod_midat.jpg | US-United States | Mounts & Racks | Racks |  |  | 0 | Configurable platform maximizes space and expertly handles the highest density of components of any vertical wall cabinet in the industry | Unmatched component mounting flexibility to tailor the cabinet for the needs of the system. Includes modular options for mounting equipment of all sizes and form factors | Rackrail - select the rackrail that best addresses the rackmount equipment specified for the system: fixed and pivoting rackrail options are available in varying heights. Each piece of rail features both 10-32 thread and cage nut. Mount the rail where ... | Lever Lock&trade; - outfit the VWM with Lever Lock to mount small devices like extenders, power supplies, electronic door lock controllers and compact power solutions in the cabinet's backpan or door | Future-proof solution enables the cabinet to adapt with the system, with interchangeable options that accommodate rapidly changing technology | 29.000 x 22.000 x 38.000 | <p>Introducing the equipment mounting platform that will change the way you design your systems. The VWM Series is the industry's highest capacity and most versatile low profile wall cabinet, with comprehensive flexibility to fit system needs today and as technology changes. This patent-pending design features multiple planes of vertical mounting, it allows deeper equipment to be mounted parallel to the wall and is the first low profile cabinet to offer intuitive mounting for small devices. VWM cabinets are ideal for small to medium networking, surveillance and monitoring, distributed audio and paging systems. Click 'Configure Now' to tailor this VWM cabinet to order for the specific needs of the application. This SKU must be purchased via the configuration design experience.</p>
Racks | Middle Atlantic | VWM-BP-4210-BW | VWM BACK PAN,42"HIGH,10"DEEP,BLACK FINISH | 983 | 884.7 | [8 empty] | 656747291333 | Y | 60 | https://assetserver.net/_assets/middle atlantic/1000/vwmbp4210bw.jpg |  | https://assetserver.net/_assets/_prop65/shortform cancerandreprod_midat.jpg | US-United States | Mounts & Racks | Racks |  |  | 0 | Product Color: Black | Product Material: Steel | Compatible Rack Height: 5U | Height: 42" | Width: 25" | 16.000 x 29.000 x 45.000 | <p>Introducing the equipment mounting platform that will change the way you design your systems. The VWM Series is the industry's highest capacity and most versatile low profile wall cabinet, with comprehensive flexibility to fit system needs today and as technology changes. This patent-pending design features multiple planes of vertical mounting, it allows deeper equipment to be mounted parallel to the wall and is the first low profile cabinet to offer intuitive mounting for small devices. VWM cabinets are ideal for small to medium networking, surveillance and monitoring, distributed audio and paging systems. Click 'Configure Now' to tailor this VWM cabinet to order for the specific needs of the application. This SKU must be purchased via the configuration design experience.</p> <ul> <li>Configurable platform maximizes space and expertly handles the highest density of components of any vertical wall cabinet in the industry</li> <li>Unmatched component mounting flexibility to tailor the cabinet for the needs of the system. Includes modular options for mounting equipment of all sizes and form factors:<br /> <ul> <li>Rackrail - select the rackrail that best addresses the rackmount equipment specified for the system: fixed and pivoting rackrail options are available in varying heights. Each piece of rail features both 10-32 thread and cage nut. Mount the rail where it's needed in any of the flexible position spaces within the unique backpan design.</li> <li>Lever Lock&trade; - outfit the VWM with Lever Lock to mount small devices like extenders, power supplies, electronic door lock controllers and compact power solutions in the cabinet's backpan or door</li> </ul> </li> <li>Future-proof solution enables the cabinet to adapt with the system, with interchangeable options that accommodate rapidly changing technology</li> <li>Designed for the systems approach to ensure uptime and reliability: supports thermal management, cable integrity, power distribution and maximizing space while providing a secure location for components of all sizes in an all-in-one system.</li> <li>Unmatched certifications to meet the most safety requirements in the widest range of areas than any other vertical wall cabinet</li> <li>Solid door prevents any user access or visibility</li> <li>Design the VWM cabinet to the needs of the specific job or application with our online Configurator. It allows repeatability which is ideal for roll outs and produces a custom part number that protects the integrator's time and investment</li> <li>Available in black, white and putty finish</li> </ul>
Racks | Middle Atlantic | VWM-BP-4210-PW | VWM BACK PAN,42"HIGH,10"DEEP,PUTTY FINISH | 983 | 884.7 | [8 empty] | 656747291326 | Y | 80 | https://assetserver.net/_assets/middle atlantic/1000/vwmbp4210pw.jpg |  | https://assetserver.net/_assets/_prop65/shortform cancerandreprod_midat.jpg | US-United States | Mounts & Racks | Racks |  |  | 0 | Product Color: Putty | Product Material: Steel | Compatible Rack Height: 5U | Height: 42" | Width: 25" | 29.000 x 16.000 x 44.000 | <p>Introducing the equipment mounting platform that will change the way you design your systems. The VWM Series is the industry's highest capacity and most versatile low profile wall cabinet, with comprehensive flexibility to fit system needs today and as technology changes. This patent-pending design features multiple planes of vertical mounting, it allows deeper equipment to be mounted parallel to the wall and is the first low profile cabinet to offer intuitive mounting for small devices. VWM cabinets are ideal for small to medium networking, surveillance and monitoring, distributed audio and paging systems. Click 'Configure Now' to tailor this VWM cabinet to order for the specific needs of the application. This SKU must be purchased via the configuration design experience.</p> <ul> <li>Configurable platform maximizes space and expertly handles the highest density of components of any vertical wall cabinet in the industry</li> <li>Unmatched component mounting flexibility to tailor the cabinet for the needs of the system. Includes modular options for mounting equipment of all sizes and form factors:<br /> <ul> <li>Rackrail - select the rackrail that best addresses the rackmount equipment specified for the system: fixed and pivoting rackrail options are available in varying heights. Each piece of rail features both 10-32 thread and cage nut. Mount the rail where it's needed in any of the flexible position spaces within the unique backpan design.</li> <li>Lever Lock&trade; - outfit the VWM with Lever Lock to mount small devices like extenders, power supplies, electronic door lock controllers and compact power solutions in the cabinet's backpan or door</li> </ul> </li> <li>Future-proof solution enables the cabinet to adapt with the system, with interchangeable options that accommodate rapidly changing technology</li> <li>Designed for the systems approach to ensure uptime and reliability: supports thermal management, cable integrity, power distribution and maximizing space while providing a secure location for components of all sizes in an all-in-one system.</li> <li>Unmatched certifications to meet the most safety requirements in the widest range of areas than any other vertical wall cabinet</li> <li>Solid door prevents any user access or visibility</li> <li>Design the VWM cabinet to the needs of the specific job or application with our online Configurator. It allows repeatability which is ideal for roll outs and produces a custom part number that protects the integrator's time and investment</li> <li>Available in black, white and putty finish</li> </ul>
Racks | Middle Atlantic | VWM-BP-4210-WT | VWM BACK PAN,42"HIGH,10"DEEP,WHITE FINISH | 1021 | 918.9 | [8 empty] | 656747291340 | Y | 80 |  |  | https://assetserver.net/_assets/_prop65/shortform cancerandreprod_midat.jpg | US-United States | Mounts & Racks | Racks |  |  | 0 | Product Color: White | Product Material: Steel | Compatible Rack Height: 5U | Height: 42" | Width: 25" | 29.000 x 16.000 x 44.000 | <p>Introducing the equipment mounting platform that will change the way you design your systems. The VWM Series is the industry's highest capacity and most versatile low profile wall cabinet, with comprehensive flexibility to fit system needs today and as technology changes. This patent-pending design features multiple planes of vertical mounting, it allows deeper equipment to be mounted parallel to the wall and is the first low profile cabinet to offer intuitive mounting for small devices. VWM cabinets are ideal for small to medium networking, surveillance and monitoring, distributed audio and paging systems. Click 'Configure Now' to tailor this VWM cabinet to order for the specific needs of the application. This SKU must be purchased via the configuration design experience.</p> <ul> <li>Configurable platform maximizes space and expertly handles the highest density of components of any vertical wall cabinet in the industry</li> <li>Unmatched component mounting flexibility to tailor the cabinet for the needs of the system. Includes modular options for mounting equipment of all sizes and form factors:<br /> <ul> <li>Rackrail - select the rackrail that best addresses the rackmount equipment specified for the system: fixed and pivoting rackrail options are available in varying heights. Each piece of rail features both 10-32 thread and cage nut. Mount the rail where it's needed in any of the flexible position spaces within the unique backpan design.</li> <li>Lever Lock&trade; - outfit the VWM with Lever Lock to mount small devices like extenders, power supplies, electronic door lock controllers and compact power solutions in the cabinet's backpan or door</li> </ul> </li> <li>Future-proof solution enables the cabinet to adapt with the system, with interchangeable options that accommodate rapidly changing technology</li> <li>Designed for the systems approach to ensure uptime and reliability: supports thermal management, cable integrity, power distribution and maximizing space while providing a secure location for components of all sizes in an all-in-one system.</li> <li>Unmatched certifications to meet the most safety requirements in the widest range of areas than any other vertical wall cabinet</li> <li>Solid door prevents any user access or visibility</li> <li>Design the VWM cabinet to the needs of the specific job or application with our online Configurator. It allows repeatability which is ideal for roll outs and produces a custom part number that protects the integrator's time and investment</li> <li>Available in black, white and putty finish</li> </ul>
Racks | Middle Atlantic | VWM-BP-4216-BW | VWM BACK PAN,42"HIGH,16"DEEP,BLACK FINISH | 1082 | 973.8 | [8 empty] | 656747291371 | Y | 100 | https://assetserver.net/_assets/middle atlantic/1000/vwmbp4216bw.jpg |  | https://assetserver.net/_assets/_prop65/shortform cancerandreprod_midat.jpg | US-United States | Mounts & Racks | Racks |  |  | 0 | Product Color: Black | Product Material: Steel | Compatible Rack Height: 8U | Height: 42" | Width: 25" | 29.000 x 21.500 x 44.000 | <p>Introducing the equipment mounting platform that will change the way you design your systems. The VWM Series is the industry's highest capacity and most versatile low profile wall cabinet, with comprehensive flexibility to fit system needs today and as technology changes. This patent-pending design features multiple planes of vertical mounting, it allows deeper equipment to be mounted parallel to the wall and is the first low profile cabinet to offer intuitive mounting for small devices. VWM cabinets are ideal for small to medium networking, surveillance and monitoring, distributed audio and paging systems. Click 'Configure Now' to tailor this VWM cabinet to order for the specific needs of the application. This SKU must be purchased via the configuration design experience.</p> <ul> <li>Configurable platform maximizes space and expertly handles the highest density of components of any vertical wall cabinet in the industry</li> <li>Unmatched component mounting flexibility to tailor the cabinet for the needs of the system. Includes modular options for mounting equipment of all sizes and form factors:<br /> <ul> <li>Rackrail - select the rackrail that best addresses the rackmount equipment specified for the system: fixed and pivoting rackrail options are available in varying heights. Each piece of rail features both 10-32 thread and cage nut. Mount the rail where it's needed in any of the flexible position spaces within the unique backpan design.</li> <li>Lever Lock&trade; - outfit the VWM with Lever Lock to mount small devices like extenders, power supplies, electronic door lock controllers and compact power solutions in the cabinet's backpan or door</li> </ul> </li> <li>Future-proof solution enables the cabinet to adapt with the system, with interchangeable options that accommodate rapidly changing technology</li> <li>Designed for the systems approach to ensure uptime and reliability: supports thermal management, cable integrity, power distribution and maximizing space while providing a secure location for components of all sizes in an all-in-one system.</li> <li>Unmatched certifications to meet the most safety requirements in the widest range of areas than any other vertical wall cabinet</li> <li>Solid door prevents any user access or visibility</li> <li>Design the VWM cabinet to the needs of the specific job or application with our online Configurator. It allows repeatability which is ideal for roll outs and produces a custom part number that protects the integrator's time and investment</li> <li>Available in black, white and putty finish</li> </ul>
Racks | Middle Atlantic | VWM-BP-4216-PW | VWM BACK PAN,42"HIGH,16"DEEP,PUTTY FINISH | 1082 | 973.8 | [8 empty] | 656747291357 | Y | 100 | https://assetserver.net/_assets/middle atlantic/1000/vwmbp4216pw.jpg |  | https://assetserver.net/_assets/_prop65/shortform cancerandreprod_midat.jpg | US-United States | Mounts & Racks | Racks |  |  | 0 | Product Color: Putty | Product Material: Steel | Compatible Rack Height: 8U | Height: 42" | Width: 25" | 29.000 x 21.500 x 44.000 | <p>Introducing the equipment mounting platform that will change the way you design your systems. The VWM Series is the industry's highest capacity and most versatile low profile wall cabinet, with comprehensive flexibility to fit system needs today and as technology changes. This patent-pending design features multiple planes of vertical mounting, it allows deeper equipment to be mounted parallel to the wall and is the first low profile cabinet to offer intuitive mounting for small devices. VWM cabinets are ideal for small to medium networking, surveillance and monitoring, distributed audio and paging systems. Click 'Configure Now' to tailor this VWM cabinet to order for the specific needs of the application. This SKU must be purchased via the configuration design experience.</p> <ul> <li>Configurable platform maximizes space and expertly handles the highest density of components of any vertical wall cabinet in the industry</li> <li>Unmatched component mounting flexibility to tailor the cabinet for the needs of the system. Includes modular options for mounting equipment of all sizes and form factors:<br /> <ul> <li>Rackrail - select the rackrail that best addresses the rackmount equipment specified for the system: fixed and pivoting rackrail options are available in varying heights. Each piece of rail features both 10-32 thread and cage nut. Mount the rail where it's needed in any of the flexible position spaces within the unique backpan design.</li> <li>Lever Lock&trade; - outfit the VWM with Lever Lock to mount small devices like extenders, power supplies, electronic door lock controllers and compact power solutions in the cabinet's backpan or door</li> </ul> </li> <li>Future-proof solution enables the cabinet to adapt with the system, with interchangeable options that accommodate rapidly changing technology</li> <li>Designed for the systems approach to ensure uptime and reliability: supports thermal management, cable integrity, power distribution and maximizing space while providing a secure location for components of all sizes in an all-in-one system.</li> <li>Unmatched certifications to meet the most safety requirements in the widest range of areas than any other vertical wall cabinet</li> <li>Solid door prevents any user access or visibility</li> <li>Design the VWM cabinet to the needs of the specific job or application with our online Configurator. It allows repeatability which is ideal for roll outs and produces a custom part number that protects the integrator's time and investment</li> <li>Available in black, white and putty finish</li> </ul>
Racks | Middle Atlantic | VWM-BP-4216-WT | VWM BACK PAN,42"HIGH,16"DEEP,WHITE FINISH | 1044 | 939.6 | [8 empty] | 656747291364 | Y | 100 |  |  | https://assetserver.net/_assets/_prop65/shortform cancerandreprod_midat.jpg | US-United States | Mounts & Racks | Racks |  |  | 0 | Product Color: White | Product Material: Steel | Compatible Rack Height: 8U | Height: 42" | Width: 25" | 29.000 x 21.500 x 44.000 | <p>Introducing the equipment mounting platform that will change the way you design your systems. The VWM Series is the industry's highest capacity and most versatile low profile wall cabinet, with comprehensive flexibility to fit system needs today and as technology changes. This patent-pending design features multiple planes of vertical mounting, it allows deeper equipment to be mounted parallel to the wall and is the first low profile cabinet to offer intuitive mounting for small devices. VWM cabinets are ideal for small to medium networking, surveillance and monitoring, distributed audio and paging systems. Click 'Configure Now' to tailor this VWM cabinet to order for the specific needs of the application. This SKU must be purchased via the configuration design experience.</p> <ul> <li>Configurable platform maximizes space and expertly handles the highest density of components of any vertical wall cabinet in the industry</li> <li>Unmatched component mounting flexibility to tailor the cabinet for the needs of the system. Includes modular options for mounting equipment of all sizes and form factors:<br /> <ul> <li>Rackrail - select the rackrail that best addresses the rackmount equipment specified for the system: fixed and pivoting rackrail options are available in varying heights. Each piece of rail features both 10-32 thread and cage nut. Mount the rail where it's needed in any of the flexible position spaces within the unique backpan design.</li> <li>Lever Lock&trade; - outfit the VWM with Lever Lock to mount small devices like extenders, power supplies, electronic door lock controllers and compact power solutions in the cabinet's backpan or door</li> </ul> </li> <li>Future-proof solution enables the cabinet to adapt with the system, with interchangeable options that accommodate rapidly changing technology</li> <li>Designed for the systems approach to ensure uptime and reliability: supports thermal management, cable integrity, power distribution and maximizing space while providing a secure location for components of all sizes in an all-in-one system.</li> <li>Unmatched certifications to meet the most safety requirements in the widest range of areas than any other vertical wall cabinet</li> <li>Solid door prevents any user access or visibility</li> <li>Design the VWM cabinet to the needs of the specific job or application with our online Configurator. It allows repeatability which is ideal for roll outs and produces a custom part number that protects the integrator's time and investment</li> <li>Available in black, white and putty finish</li> </ul>
Racks | Middle Atlantic | VWM-BPSD-3610-BW | VWM BACK PAN,SPLIT DOOR,36"H,10"D,BLACK | 662 | 595.8 | [8 empty] | 656747305733 | Y | 35 |  |  | https://assetserver.net/_assets/_prop65/shortform cancerandreprod_midat.jpg | US-United States | Mounts & Racks | Racks |  |  | 0 | Product Color: Black | Product Material: Steel | Compatible Rack Height: 5U | Height: 36" | Width: 25" | 15.250 x 28.500 x 37.625 | <p>Introducing the equipment mounting platform that will change the way you design your systems. The VWM Series is the industry's highest capacity and most versatile low profile wall cabinet, with comprehensive flexibility to fit system needs today and as technology changes. This patent-pending design features multiple planes of vertical mounting, it allows deeper equipment to be mounted parallel to the wall and is the first low profile cabinet to offer intuitive mounting for small devices. VWM cabinets are ideal for small to medium networking, surveillance and monitoring, distributed audio and paging systems. Click 'Configure Now' to tailor this VWM cabinet to order for the specific needs of the application. This SKU must be purchased via the configuration design experience.</p> <ul> <li>Configurable platform maximizes space and expertly handles the highest density of components of any vertical wall cabinet in the industry</li> <li>Unmatched component mounting flexibility to tailor the cabinet for the needs of the system. Includes modular options for mounting equipment of all sizes and form factors:<br /> <ul> <li>Rackrail - select the rackrail that best addresses the rackmount equipment specified for the system: fixed and pivoting rackrail options are available in varying heights. Each piece of rail features both 10-32 thread and cage nut. Mount the rail where it's needed in any of the flexible position spaces within the unique backpan design.</li> <li>Lever Lock&trade; - outfit the VWM with Lever Lock to mount small devices like extenders, power supplies, electronic door lock controllers and compact power solutions in the cabinet's backpan or door</li> </ul> </li> <li>Future-proof solution enables the cabinet to adapt with the system, with interchangeable options that accommodate rapidly changing technology</li> <li>Designed for the systems approach to ensure uptime and reliability: supports thermal management, cable integrity, power distribution and maximizing space while providing a secure location for components of all sizes in an all-in-one system.</li> <li>Unmatched certifications to meet the most safety requirements in the widest range of areas than any other vertical wall cabinet</li> <li>Solid door prevents any user access or visibility</li> <li>Design the VWM cabinet to the needs of the specific job or application with our online Configurator. It allows repeatability which is ideal for roll outs and produces a custom part number that protects the integrator's time and investment</li> <li>Available in black, white and putty finish</li> </ul>
Racks | Middle Atlantic | VWM-BPSD-3610-PW | VWM BACK PAN,SPLIT DOOR,36"H,10"D,PUTTY | 636 | 572.4 | [8 empty] | 656747305726 | Y | 51 |  |  | https://assetserver.net/_assets/_prop65/shortform cancerandreprod_midat.jpg | US-United States | Mounts & Racks | Racks |  |  | 0 | Product Color: Putty | Product Material: Steel | Compatible Rack Height: 5U | Height: 36" | Width: 25" | 16.000 x 29.000 x 39.000 | <p>Introducing the equipment mounting platform that will change the way you design your systems. The VWM Series is the industry's highest capacity and most versatile low profile wall cabinet, with comprehensive flexibility to fit system needs today and as technology changes. This patent-pending design features multiple planes of vertical mounting, it allows deeper equipment to be mounted parallel to the wall and is the first low profile cabinet to offer intuitive mounting for small devices. VWM cabinets are ideal for small to medium networking, surveillance and monitoring, distributed audio and paging systems. Click 'Configure Now' to tailor this VWM cabinet to order for the specific needs of the application. This SKU must be purchased via the configuration design experience.</p> <ul> <li>Configurable platform maximizes space and expertly handles the highest density of components of any vertical wall cabinet in the industry</li> <li>Unmatched component mounting flexibility to tailor the cabinet for the needs of the system. Includes modular options for mounting equipment of all sizes and form factors:<br /> <ul> <li>Rackrail - select the rackrail that best addresses the rackmount equipment specified for the system: fixed and pivoting rackrail options are available in varying heights. Each piece of rail features both 10-32 thread and cage nut. Mount the rail where it's needed in any of the flexible position spaces within the unique backpan design.</li> <li>Lever Lock&trade; - outfit the VWM with Lever Lock to mount small devices like extenders, power supplies, electronic door lock controllers and compact power solutions in the cabinet's backpan or door</li> </ul> </li> <li>Future-proof solution enables the cabinet to adapt with the system, with interchangeable options that accommodate rapidly changing technology</li> <li>Designed for the systems approach to ensure uptime and reliability: supports thermal management, cable integrity, power distribution and maximizing space while providing a secure location for components of all sizes in an all-in-one system.</li> <li>Unmatched certifications to meet the most safety requirements in the widest range of areas than any other vertical wall cabinet</li> <li>Solid door prevents any user access or visibility</li> <li>Design the VWM cabinet to the needs of the specific job or application with our online Configurator. It allows repeatability which is ideal for roll outs and produces a custom part number that protects the integrator's time and investment</li> <li>Available in black, white and putty finish</li> </ul>
Racks | Middle Atlantic | VWM-BPSD-3610-WT | VWM BACK PAN,SPLIT DOOR,36"H,10"D,WHITE | 636 | 572.4 | [8 empty] | 656747305740 | Y | 35 |  |  | https://assetserver.net/_assets/_prop65/shortform cancerandreprod_midat.jpg | US-United States | Mounts & Racks | Racks |  |  | 0 | Product Color: White | Product Material: Steel | Compatible Rack Height: 5U | Height: 36" | Width: 25" | 28.500 x 37.625 x 37.625 | <p>Introducing the equipment mounting platform that will change the way you design your systems. The VWM Series is the industry's highest capacity and most versatile low profile wall cabinet, with comprehensive flexibility to fit system needs today and as technology changes. This patent-pending design features multiple planes of vertical mounting, it allows deeper equipment to be mounted parallel to the wall and is the first low profile cabinet to offer intuitive mounting for small devices. VWM cabinets are ideal for small to medium networking, surveillance and monitoring, distributed audio and paging systems. Click 'Configure Now' to tailor this VWM cabinet to order for the specific needs of the application. This SKU must be purchased via the configuration design experience.</p> <ul> <li>Configurable platform maximizes space and expertly handles the highest density of components of any vertical wall cabinet in the industry</li> <li>Unmatched component mounting flexibility to tailor the cabinet for the needs of the system. Includes modular options for mounting equipment of all sizes and form factors:<br /> <ul> <li>Rackrail - select the rackrail that best addresses the rackmount equipment specified for the system: fixed and pivoting rackrail options are available in varying heights. Each piece of rail features both 10-32 thread and cage nut. Mount the rail where it's needed in any of the flexible position spaces within the unique backpan design.</li> <li>Lever Lock&trade; - outfit the VWM with Lever Lock to mount small devices like extenders, power supplies, electronic door lock controllers and compact power solutions in the cabinet's backpan or door</li> </ul> </li> <li>Future-proof solution enables the cabinet to adapt with the system, with interchangeable options that accommodate rapidly changing technology</li> <li>Designed for the systems approach to ensure uptime and reliability: supports thermal management, cable integrity, power distribution and maximizing space while providing a secure location for components of all sizes in an all-in-one system.</li> <li>Unmatched certifications to meet the most safety requirements in the widest range of areas than any other vertical wall cabinet</li> <li>Solid door prevents any user access or visibility</li> <li>Design the VWM cabinet to the needs of the specific job or application with our online Configurator. It allows repeatability which is ideal for roll outs and produces a custom part number that protects the integrator's time and investment</li> <li>Available in black, white and putty finish</li> </ul>
Racks | Middle Atlantic | VWM-BPSD-3616-BW | VWM BACK PAN,SPLIT DOOR,36"H,16"D,BLACK | 698 | 628.2 | [8 empty] | 656747305764 | Y | 37 |  |  | https://assetserver.net/_assets/_prop65/shortform cancerandreprod_midat.jpg | US-United States | Mounts & Racks | Racks |  |  | 0 | Product Color: Black | Product Material: Steel | Compatible Rack Height: 8U | Height: 36" | Width: 25" | 21.250 x 28.500 x 37.625 | <p>Introducing the equipment mounting platform that will change the way you design your systems. The VWM Series is the industry's highest capacity and most versatile low profile wall cabinet, with comprehensive flexibility to fit system needs today and as technology changes. This patent-pending design features multiple planes of vertical mounting, it allows deeper equipment to be mounted parallel to the wall and is the first low profile cabinet to offer intuitive mounting for small devices. VWM cabinets are ideal for small to medium networking, surveillance and monitoring, distributed audio and paging systems. Click 'Configure Now' to tailor this VWM cabinet to order for the specific needs of the application. This SKU must be purchased via the configuration design experience.</p> <ul> <li>Configurable platform maximizes space and expertly handles the highest density of components of any vertical wall cabinet in the industry</li> <li>Unmatched component mounting flexibility to tailor the cabinet for the needs of the system. Includes modular options for mounting equipment of all sizes and form factors:<br /> <ul> <li>Rackrail - select the rackrail that best addresses the rackmount equipment specified for the system: fixed and pivoting rackrail options are available in varying heights. Each piece of rail features both 10-32 thread and cage nut. Mount the rail where it's needed in any of the flexible position spaces within the unique backpan design.</li> <li>Lever Lock&trade; - outfit the VWM with Lever Lock to mount small devices like extenders, power supplies, electronic door lock controllers and compact power solutions in the cabinet's backpan or door</li> </ul> </li> <li>Future-proof solution enables the cabinet to adapt with the system, with interchangeable options that accommodate rapidly changing technology</li> <li>Designed for the systems approach to ensure uptime and reliability: supports thermal management, cable integrity, power distribution and maximizing space while providing a secure location for components of all sizes in an all-in-one system.</li> <li>Unmatched certifications to meet the most safety requirements in the widest range of areas than any other vertical wall cabinet</li> <li>Solid door prevents any user access or visibility</li> <li>Design the VWM cabinet to the needs of the specific job or application with our online Configurator. It allows repeatability which is ideal for roll outs and produces a custom part number that protects the integrator's time and investment</li> <li>Available in black, white and putty finish</li> </ul>
Racks | Middle Atlantic | VWM-BPSD-3616-PW | VWM BACK PAN,SPLIT DOOR,36"H,16"D,PUTTY | 698 | 628.2 | [8 empty] | 656747305757 | Y | 37 |  |  | https://assetserver.net/_assets/_prop65/shortform cancerandreprod_midat.jpg | US-United States | Mounts & Racks | Racks |  |  | 0 | Product Color: Putty | Product Material: Steel | Compatible Rack Height: 8U | Height: 36" | Width: 25" | 21.250 x 28.500 x 37.625 | <p>Introducing the equipment mounting platform that will change the way you design your systems. The VWM Series is the industry's highest capacity and most versatile low profile wall cabinet, with comprehensive flexibility to fit system needs today and as technology changes. This patent-pending design features multiple planes of vertical mounting, it allows deeper equipment to be mounted parallel to the wall and is the first low profile cabinet to offer intuitive mounting for small devices. VWM cabinets are ideal for small to medium networking, surveillance and monitoring, distributed audio and paging systems. Click 'Configure Now' to tailor this VWM cabinet to order for the specific needs of the application. This SKU must be purchased via the configuration design experience.</p> <ul> <li>Configurable platform maximizes space and expertly handles the highest density of components of any vertical wall cabinet in the industry</li> <li>Unmatched component mounting flexibility to tailor the cabinet for the needs of the system. Includes modular options for mounting equipment of all sizes and form factors:<br /> <ul> <li>Rackrail - select the rackrail that best addresses the rackmount equipment specified for the system: fixed and pivoting rackrail options are available in varying heights. Each piece of rail features both 10-32 thread and cage nut. Mount the rail where it's needed in any of the flexible position spaces within the unique backpan design.</li> <li>Lever Lock&trade; - outfit the VWM with Lever Lock to mount small devices like extenders, power supplies, electronic door lock controllers and compact power solutions in the cabinet's backpan or door</li> </ul> </li> <li>Future-proof solution enables the cabinet to adapt with the system, with interchangeable options that accommodate rapidly changing technology</li> <li>Designed for the systems approach to ensure uptime and reliability: supports thermal management, cable integrity, power distribution and maximizing space while providing a secure location for components of all sizes in an all-in-one system.</li> <li>Unmatched certifications to meet the most safety requirements in the widest range of areas than any other vertical wall cabinet</li> <li>Solid door prevents any user access or visibility</li> <li>Design the VWM cabinet to the needs of the specific job or application with our online Configurator. It allows repeatability which is ideal for roll outs and produces a custom part number that protects the integrator's time and investment</li> <li>Available in black, white and putty finish</li> </ul>
Racks | Middle Atlantic | VWM-BPSD-3616-WT | VWM BACK PAN,SPLIT DOOR,36"H,16"D,WHITE | 698 | 628.2 | [8 empty] | 656747305771 | Y | 37 |  |  | https://assetserver.net/_assets/_prop65/shortform cancerandreprod_midat.jpg | US-United States | Mounts & Racks | Racks |  |  | 0 | Product Color: White | Product Material: Steel | Compatible Rack Height: 8U | Height: 36" | Width: 25" | 21.250 x 28.500 x 37.625 | <p>Introducing the equipment mounting platform that will change the way you design your systems. The VWM Series is the industry's highest capacity and most versatile low profile wall cabinet, with comprehensive flexibility to fit system needs today and as technology changes. This patent-pending design features multiple planes of vertical mounting, it allows deeper equipment to be mounted parallel to the wall and is the first low profile cabinet to offer intuitive mounting for small devices. VWM cabinets are ideal for small to medium networking, surveillance and monitoring, distributed audio and paging systems. Click 'Configure Now' to tailor this VWM cabinet to order for the specific needs of the application. This SKU must be purchased via the configuration design experience.</p> <ul> <li>Configurable platform maximizes space and expertly handles the highest density of components of any vertical wall cabinet in the industry</li> <li>Unmatched component mounting flexibility to tailor the cabinet for the needs of the system. Includes modular options for mounting equipment of all sizes and form factors:<br /> <ul> <li>Rackrail - select the rackrail that best addresses the rackmount equipment specified for the system: fixed and pivoting rackrail options are available in varying heights. Each piece of rail features both 10-32 thread and cage nut. Mount the rail where it's needed in any of the flexible position spaces within the unique backpan design.</li> <li>Lever Lock&trade; - outfit the VWM with Lever Lock to mount small devices like extenders, power supplies, electronic door lock controllers and compact power solutions in the cabinet's backpan or door</li> </ul> </li> <li>Future-proof solution enables the cabinet to adapt with the system, with interchangeable options that accommodate rapidly changing technology</li> <li>Designed for the systems approach to ensure uptime and reliability: supports thermal management, cable integrity, power distribution and maximizing space while providing a secure location for components of all sizes in an all-in-one system.</li> <li>Unmatched certifications to meet the most safety requirements in the widest range of areas than any other vertical wall cabinet</li> <li>Solid door prevents any user access or visibility</li> <li>Design the VWM cabinet to the needs of the specific job or application with our online Configurator. It allows repeatability which is ideal for roll outs and produces a custom part number that protects the integrator's time and investment</li> <li>Available in black, white and putty finish</li> </ul>
Racks | Middle Atlantic | VWM-BPSD-4210-BW | VWM BACK PAN,SPLIT DOOR,42"H,10"D,BLACK | 854 | 768.6 | [8 empty] | 656747305795 | Y | 45 | https://assetserver.net/_assets/middle atlantic/1000/vwmbpsd4210bw.jpg |  | https://assetserver.net/_assets/_prop65/shortform cancerandreprod_midat.jpg | US-United States | Mounts & Racks | Racks |  |  | 0 | Product Color: Black | Product Material: Steel | Compatible Rack Height: 5U | Height: 42" | Width: 25" | 15.250 x 28.500 x 43.625 | <p>Introducing the equipment mounting platform that will change the way you design your systems. The VWM Series is the industry's highest capacity and most versatile low profile wall cabinet, with comprehensive flexibility to fit system needs today and as technology changes. This patent-pending design features multiple planes of vertical mounting, it allows deeper equipment to be mounted parallel to the wall and is the first low profile cabinet to offer intuitive mounting for small devices. VWM cabinets are ideal for small to medium networking, surveillance and monitoring, distributed audio and paging systems. Click 'Configure Now' to tailor this VWM cabinet to order for the specific needs of the application. This SKU must be purchased via the configuration design experience.</p> <ul> <li>Configurable platform maximizes space and expertly handles the highest density of components of any vertical wall cabinet in the industry</li> <li>Unmatched component mounting flexibility to tailor the cabinet for the needs of the system. Includes modular options for mounting equipment of all sizes and form factors:<br /> <ul> <li>Rackrail - select the rackrail that best addresses the rackmount equipment specified for the system: fixed and pivoting rackrail options are available in varying heights. Each piece of rail features both 10-32 thread and cage nut. Mount the rail where it's needed in any of the flexible position spaces within the unique backpan design.</li> <li>Lever Lock&trade; - outfit the VWM with Lever Lock to mount small devices like extenders, power supplies, electronic door lock controllers and compact power solutions in the cabinet's backpan or door</li> </ul> </li> <li>Future-proof solution enables the cabinet to adapt with the system, with interchangeable options that accommodate rapidly changing technology</li> <li>Designed for the systems approach to ensure uptime and reliability: supports thermal management, cable integrity, power distribution and maximizing space while providing a secure location for components of all sizes in an all-in-one system.</li> <li>Unmatched certifications to meet the most safety requirements in the widest range of areas than any other vertical wall cabinet</li> <li>Solid door prevents any user access or visibility</li> <li>Design the VWM cabinet to the needs of the specific job or application with our online Configurator. It allows repeatability which is ideal for roll outs and produces a custom part number that protects the integrator's time and investment</li> <li>Available in black, white and putty finish</li> </ul>
Racks | Middle Atlantic | VWM-BPSD-4210-PW | VWM BACK PAN,SPLIT DOOR,42"H,10"D,PUTTY | 854 | 768.6 | [8 empty] | 656747305801 | Y | 45 | https://assetserver.net/_assets/middle atlantic/1000/vwmbpsd4210pw.jpg |  | https://assetserver.net/_assets/_prop65/shortform cancerandreprod_midat.jpg | US-United States | Mounts & Racks | Racks |  |  | 0 | Product Color: Putty | Product Material: Steel | Compatible Rack Height: 5U | Height: 42" | Width: 25" | 15.250 x 28.500 x 43.625 | <p>Introducing the equipment mounting platform that will change the way you design your systems. The VWM Series is the industry's highest capacity and most versatile low profile wall cabinet, with comprehensive flexibility to fit system needs today and as technology changes. This patent-pending design features multiple planes of vertical mounting, it allows deeper equipment to be mounted parallel to the wall and is the first low profile cabinet to offer intuitive mounting for small devices. VWM cabinets are ideal for small to medium networking, surveillance and monitoring, distributed audio and paging systems. Click 'Configure Now' to tailor this VWM cabinet to order for the specific needs of the application. This SKU must be purchased via the configuration design experience.</p> <ul> <li>Configurable platform maximizes space and expertly handles the highest density of components of any vertical wall cabinet in the industry</li> <li>Unmatched component mounting flexibility to tailor the cabinet for the needs of the system. Includes modular options for mounting equipment of all sizes and form factors:<br /> <ul> <li>Rackrail - select the rackrail that best addresses the rackmount equipment specified for the system: fixed and pivoting rackrail options are available in varying heights. Each piece of rail features both 10-32 thread and cage nut. Mount the rail where it's needed in any of the flexible position spaces within the unique backpan design.</li> <li>Lever Lock&trade; - outfit the VWM with Lever Lock to mount small devices like extenders, power supplies, electronic door lock controllers and compact power solutions in the cabinet's backpan or door</li> </ul> </li> <li>Future-proof solution enables the cabinet to adapt with the system, with interchangeable options that accommodate rapidly changing technology</li> <li>Designed for the systems approach to ensure uptime and reliability: supports thermal management, cable integrity, power distribution and maximizing space while providing a secure location for components of all sizes in an all-in-one system.</li> <li>Unmatched certifications to meet the most safety requirements in the widest range of areas than any other vertical wall cabinet</li> <li>Solid door prevents any user access or visibility</li> <li>Design the VWM cabinet to the needs of the specific job or application with our online Configurator. It allows repeatability which is ideal for roll outs and produces a custom part number that protects the integrator's time and investment</li> <li>Available in black, white and putty finish</li> </ul>
Racks | Middle Atlantic | VWM-BPSD-4210-WT | VWM BACK PAN,SPLIT DOOR,42"H,10"D,WHITE | 825 | 742.5 | [8 empty] | 656747305788 | Y | 45 | https://assetserver.net/_assets/middle atlantic/1000/vwmbpsd4210wt.jpg |  | https://assetserver.net/_assets/_prop65/shortform cancerandreprod_midat.jpg | US-United States | Mounts & Racks | Racks |  |  | 0 | Product Color: White | Product Material: Steel | Compatible Rack Height: 5U | Height: 42" | Width: 25" | 15.250 x 28.500 x 43.625 | <p>Introducing the equipment mounting platform that will change the way you design your systems. The VWM Series is the industry's highest capacity and most versatile low profile wall cabinet, with comprehensive flexibility to fit system needs today and as technology changes. This patent-pending design features multiple planes of vertical mounting, it allows deeper equipment to be mounted parallel to the wall and is the first low profile cabinet to offer intuitive mounting for small devices. VWM cabinets are ideal for small to medium networking, surveillance and monitoring, distributed audio and paging systems. Click 'Configure Now' to tailor this VWM cabinet to order for the specific needs of the application. This SKU must be purchased via the configuration design experience.</p> <ul> <li>Configurable platform maximizes space and expertly handles the highest density of components of any vertical wall cabinet in the industry</li> <li>Unmatched component mounting flexibility to tailor the cabinet for the needs of the system. Includes modular options for mounting equipment of all sizes and form factors:<br /> <ul> <li>Rackrail - select the rackrail that best addresses the rackmount equipment specified for the system: fixed and pivoting rackrail options are available in varying heights. Each piece of rail features both 10-32 thread and cage nut. Mount the rail where it's needed in any of the flexible position spaces within the unique backpan design.</li> <li>Lever Lock&trade; - outfit the VWM with Lever Lock to mount small devices like extenders, power supplies, electronic door lock controllers and compact power solutions in the cabinet's backpan or door</li> </ul> </li> <li>Future-proof solution enables the cabinet to adapt with the system, with interchangeable options that accommodate rapidly changing technology</li> <li>Designed for the systems approach to ensure uptime and reliability: supports thermal management, cable integrity, power distribution and maximizing space while providing a secure location for components of all sizes in an all-in-one system.</li> <li>Unmatched certifications to meet the most safety requirements in the widest range of areas than any other vertical wall cabinet</li> <li>Solid door prevents any user access or visibility</li> <li>Design the VWM cabinet to the needs of the specific job or application with our online Configurator. It allows repeatability which is ideal for roll outs and produces a custom part number that protects the integrator's time and investment</li> <li>Available in black, white and putty finish</li> </ul>
Racks | Middle Atlantic | VWM-BPSD-4216-BW | VWM BACK PAN,SPLIT DOOR,42"H,16"D,BLACK | 889 | 800.1 | [8 empty] | 656747305832 | Y | 47 |  |  | https://assetserver.net/_assets/_prop65/shortform cancerandreprod_midat.jpg | US-United States | Mounts & Racks | Racks |  |  | 0 | Form Factor: Wall Mountable | Product Color: Black Powder Coat | Product Material: Steel | Maximum Weight Capacity: 150 lb | Height: 42" | 21.250 x 28.500 x 43.625 | <p>Introducing the equipment mounting platform that will change the way you design your systems. The VWM Series is the industry's highest capacity and most versatile low profile wall cabinet, with comprehensive flexibility to fit system needs today and as technology changes. This patent-pending design features multiple planes of vertical mounting, it allows deeper equipment to be mounted parallel to the wall and is the first low profile cabinet to offer intuitive mounting for small devices. VWM cabinets are ideal for small to medium networking, surveillance and monitoring, distributed audio and paging systems. Click 'Configure Now' to tailor this VWM cabinet to order for the specific needs of the application. This SKU must be purchased via the configuration design experience.</p> <ul> <li>Configurable platform maximizes space and expertly handles the highest density of components of any vertical wall cabinet in the industry</li> <li>Unmatched component mounting flexibility to tailor the cabinet for the needs of the system. Includes modular options for mounting equipment of all sizes and form factors:<br /> <ul> <li>Rackrail - select the rackrail that best addresses the rackmount equipment specified for the system: fixed and pivoting rackrail options are available in varying heights. Each piece of rail features both 10-32 thread and cage nut. Mount the rail where it's needed in any of the flexible position spaces within the unique backpan design.</li> <li>Lever Lock&trade; - outfit the VWM with Lever Lock to mount small devices like extenders, power supplies, electronic door lock controllers and compact power solutions in the cabinet's backpan or door</li> </ul> </li> <li>Future-proof solution enables the cabinet to adapt with the system, with interchangeable options that accommodate rapidly changing technology</li> <li>Designed for the systems approach to ensure uptime and reliability: supports thermal management, cable integrity, power distribution and maximizing space while providing a secure location for components of all sizes in an all-in-one system.</li> <li>Unmatched certifications to meet the most safety requirements in the widest range of areas than any other vertical wall cabinet</li> <li>Solid door prevents any user access or visibility</li> <li>Design the VWM cabinet to the needs of the specific job or application with our online Configurator. It allows repeatability which is ideal for roll outs and produces a custom part number that protects the integrator's time and investment</li> <li>Available in black, white and putty finish</li> </ul>
Racks | Middle Atlantic | VWM-BPSD-4216-PW | VWM BACK PAN,SPLIT DOOR,42"H,16"D,PUTTY | 889 | 800.1 | [8 empty] | 656747305818 | Y | 47 |  |  | https://assetserver.net/_assets/_prop65/shortform cancerandreprod_midat.jpg | US-United States | Mounts & Racks | Racks |  |  | 0 | Product Color: Putty | Product Material: Steel | Compatible Rack Height: 8U | Height: 42" | Width: 25" | 21.250 x 28.500 x 43.625 | <p>Introducing the equipment mounting platform that will change the way you design your systems. The VWM Series is the industry's highest capacity and most versatile low profile wall cabinet, with comprehensive flexibility to fit system needs today and as technology changes. This patent-pending design features multiple planes of vertical mounting, it allows deeper equipment to be mounted parallel to the wall and is the first low profile cabinet to offer intuitive mounting for small devices. VWM cabinets are ideal for small to medium networking, surveillance and monitoring, distributed audio and paging systems. Click 'Configure Now' to tailor this VWM cabinet to order for the specific needs of the application. This SKU must be purchased via the configuration design experience.</p> <ul> <li>Configurable platform maximizes space and expertly handles the highest density of components of any vertical wall cabinet in the industry</li> <li>Unmatched component mounting flexibility to tailor the cabinet for the needs of the system. Includes modular options for mounting equipment of all sizes and form factors:<br /> <ul> <li>Rackrail - select the rackrail that best addresses the rackmount equipment specified for the system: fixed and pivoting rackrail options are available in varying heights. Each piece of rail features both 10-32 thread and cage nut. Mount the rail where it's needed in any of the flexible position spaces within the unique backpan design.</li> <li>Lever Lock&trade; - outfit the VWM with Lever Lock to mount small devices like extenders, power supplies, electronic door lock controllers and compact power solutions in the cabinet's backpan or door</li> </ul> </li> <li>Future-proof solution enables the cabinet to adapt with the system, with interchangeable options that accommodate rapidly changing technology</li> <li>Designed for the systems approach to ensure uptime and reliability: supports thermal management, cable integrity, power distribution and maximizing space while providing a secure location for components of all sizes in an all-in-one system.</li> <li>Unmatched certifications to meet the most safety requirements in the widest range of areas than any other vertical wall cabinet</li> <li>Solid door prevents any user access or visibility</li> <li>Design the VWM cabinet to the needs of the specific job or application with our online Configurator. It allows repeatability which is ideal for roll outs and produces a custom part number that protects the integrator's time and investment</li> <li>Available in black, white and putty finish</li> </ul>
Racks | Middle Atlantic | VWM-BPSD-4216-WT | VWM BACK PAN,SPLIT DOOR,42"H,16"D,WHITE | 889 | 800.1 | [8 empty] | 656747305825 | Y | 47 | https://assetserver.net/_assets/middle atlantic/1000/vwmbpsd4216wt.jpg |  | https://assetserver.net/_assets/_prop65/shortform cancerandreprod_midat.jpg | US-United States | Mounts & Racks | Racks |  |  | 0 | Product Color: White | Product Material: Steel | Compatible Rack Height: 8U | Height: 42" | Width: 25" | 21.250 x 28.500 x 43.625 | <p>Introducing the equipment mounting platform that will change the way you design your systems. The VWM Series is the industry's highest capacity and most versatile low profile wall cabinet, with comprehensive flexibility to fit system needs today and as technology changes. This patent-pending design features multiple planes of vertical mounting, it allows deeper equipment to be mounted parallel to the wall and is the first low profile cabinet to offer intuitive mounting for small devices. VWM cabinets are ideal for small to medium networking, surveillance and monitoring, distributed audio and paging systems. Click 'Configure Now' to tailor this VWM cabinet to order for the specific needs of the application. This SKU must be purchased via the configuration design experience.</p> <ul> <li>Configurable platform maximizes space and expertly handles the highest density of components of any vertical wall cabinet in the industry</li> <li>Unmatched component mounting flexibility to tailor the cabinet for the needs of the system. Includes modular options for mounting equipment of all sizes and form factors:<br /> <ul> <li>Rackrail - select the rackrail that best addresses the rackmount equipment specified for the system: fixed and pivoting rackrail options are available in varying heights. Each piece of rail features both 10-32 thread and cage nut. Mount the rail where it's needed in any of the flexible position spaces within the unique backpan design.</li> <li>Lever Lock&trade; - outfit the VWM with Lever Lock to mount small devices like extenders, power supplies, electronic door lock controllers and compact power solutions in the cabinet's backpan or door</li> </ul> </li> <li>Future-proof solution enables the cabinet to adapt with the system, with interchangeable options that accommodate rapidly changing technology</li> <li>Designed for the systems approach to ensure uptime and reliability: supports thermal management, cable integrity, power distribution and maximizing space while providing a secure location for components of all sizes in an all-in-one system.</li> <li>Unmatched certifications to meet the most safety requirements in the widest range of areas than any other vertical wall cabinet</li> <li>Solid door prevents any user access or visibility</li> <li>Design the VWM cabinet to the needs of the specific job or application with our online Configurator. It allows repeatability which is ideal for roll outs and produces a custom part number that protects the integrator's time and investment</li> <li>Available in black, white and putty finish</li> </ul>
Racks | Middle Atlantic | VWM-PD-4-36K-PW | 4SP.LOW PROFILE WALL RACK,PLEXI TOP,PUTTY | 1094 | 984.6 | [8 empty] | 656747291609 | Y | 70 | https://assetserver.net/_assets/middle atlantic/1000/vwmpd436kpw.jpg |  | https://assetserver.net/_assets/_prop65/shortform cancerandreprod_midat.jpg | US-United States | Mounts & Racks | Racks |  |  | 0 | Form Factor: Wall Mountable | Product Color: Putty | Product Material: Steel | Product Material: Plexiglass | Maximum Weight Capacity: 150 lb | 29.000 x 16.000 x 38.000 | <p>With a low-profile, patent-pending design, this pre-configured VWM Series Wall Cabinet is ideal for vertically mounting deeper equipment in a "knobs-up" orientation with 4 spaces and 30" usable depth. It includes everything needed for a simple solution, but also can support additional customization in Lever Lock&trade; small device mounting within the cabinet and/or on the door, thermal management, cable management and power distribution for a complete system that ensures uptime and reliability on the wall.</p> <ul> <li>4 spaces and 30" of usable depth for vertical "knobs up" equipment mounting</li> <li>Rackrail features both 10-32 thread and cage nut</li> <li>Flexible position spaces to mount the rackrail where it's needed</li> <li>Split door with hinged plexiglass top that enables end-user access to controls and visibility <ul> <li>Both door and hinged top are lockable and keyed separately for security</li> </ul> </li> <li>Laser knockouts on the top, bottom and sides for cable entry and thermal management</li> <li>Integral electrical box simplifies power distribution</li> <li>Finished in a durable putty colored powder coat</li> </ul>
Racks | Middle Atlantic | VWM-PD-6-36K-PW | 6SP.LOW PROFILE WALL RACK,PLEXI TOP,PUTTY | 1130 | 1017 | [8 empty] | 656747291616 | Y | 80 | https://assetserver.net/_assets/middle atlantic/1000/vwmpd636kpw.jpg |  | https://assetserver.net/_assets/_prop65/shortform cancerandreprod_midat.jpg | US-United States | Mounts & Racks | Racks |  |  | 0 | Form Factor: Wall Mountable | Product Color: Putty | Product Material: Steel | Product Material: Plexiglass | Maximum Weight Capacity: 150 lb | 29.000 x 21.500 x 39.000 | <p>With a low-profile, patent-pending design, this pre-configured VWM Series Wall Cabinet is ideal for vertically mounting deeper equipment in a "knobs-up" orientation with 6 spaces and 30" usable depth. It includes everything needed for a simple solution, but also can support additional customization in Lever Lock&trade; small device mounting within the cabinet and/or on the door, thermal management, cable management and power distribution for a complete system that ensures uptime and reliability on the wall.</p> <ul> <li>6 spaces and 30" of usable depth for vertical "knobs up" equipment mounting</li> <li>Rackrail features both 10-32 thread and cage nut</li> <li>Flexible position spaces to mount the rackrail where it's needed</li> <li>Split door with hinged plexiglass top that enables end-user access to controls and visibility <ul> <li>Both door and hinged top are lockable and keyed separately for security</li> </ul> </li> <li>Laser knockouts on the top, bottom and sides for cable entry and thermal management</li> <li>Integral electrical box simplifies power distribution</li> <li>Finished in a durable putty colored powder coat</li> </ul>
Racks | Middle Atlantic | VWM-PD-8-36K-PW | 8SP.LOW PROFILE WALL RACK,PLEXI TOP,PUTTY | 1235 | 1111.5 | [8 empty] | 656747291623 | Y | 86 | https://assetserver.net/_assets/middle atlantic/1000/vwmpd836kpw.jpg |  | https://assetserver.net/_assets/_prop65/shortform cancerandreprod_midat.jpg | US-United States | Mounts & Racks | Racks |  |  | 0 | Form Factor: Wall Mountable | Product Color: Putty | Product Material: Steel | Product Material: Plexiglass | Maximum Weight Capacity: 150 lb | 22.000 x 29.000 x 39.000 | <p>With a low-profile, patent-pending design, this pre-configured VWM Series Wall Cabinet is ideal for vertically mounting deeper equipment in a "knobs-up" orientation with 8 spaces and 30" usable depth. It includes everything needed for a simple solution, but also can support additional customization in Lever Lock&trade; small device mounting within the cabinet and/or on the door, thermal management, cable management and power distribution for a complete system that ensures uptime and reliability on the wall.</p> <ul> <li>8 spaces and 30" of usable depth for vertical "knobs up" equipment mounting</li> <li>Rackrail features both 10-32 thread and cage nut</li> <li>Flexible position spaces to mount the rackrail where it's needed</li> <li>Split door with hinged plexiglass top that enables end-user access to controls and visibility <ul> <li>Both door and hinged top are lockable and keyed separately for security</li> </ul> </li> <li>Laser knockouts on the top, bottom and sides for cable entry and thermal management</li> <li>Integral electrical box simplifies power distribution</li> <li>Finished in a durable putty colored powder coat</li> </ul>
Racks | Middle Atlantic | VWM-RR-2 | VWM 2SP ADJUSTABLE RAIL/MOUNTING BRACKET KIT | 103 | 92.7 | [8 empty] | 656747291388 | Y | 3 |  |  | https://assetserver.net/_assets/_prop65/shortform cancerandreprod_midat.jpg | US-United States | Mounts & Racks | Racks |  |  | 0 | Device Supported: Rack | Environmentally Friendly: Yes | Environmental Certification: RoHS |  |  | 16.000 x 8.000 x 2.500 | <p>Vertical Wall Mount 2 Space (3.5") Adjustable Rail and Mounting Bracket Kit. Compatible with 10" Deep Backpan with Door Option and 16" Deep Backpan with Door Option. Rackrail options include both 10-32 threaded and cage nut mounting options.</p>
Racks | Middle Atlantic | VWM-RR-4 | VWM 4SP ADJUSTABLE RAIL/MOUNTING BRACKET KIT | 109 | 98.1 | [8 empty] | 656747291395 | Y | 3.5 |  | https://assetserver.net/_assets/middle atlantic/pdf/vwmrr4-spec.pdf | https://assetserver.net/_assets/_prop65/shortform cancerandreprod_midat.jpg | US-United States | Mounts & Racks | Racks |  |  | 0 | Device Supported: Rack | Environmentally Friendly: Yes | Environmental Certification: RoHS |  |  | 16.000 x 8.000 x 2.500 | <p>Vertical Wall Mount 4 Space (7") Adjustable Rail and Mounting Bracket Kit. Compatible with 10" Deep Backpan with Door Option and 16" Deep Backpan with Door Option. Rackrail options include both 10-32 threaded and cage nut mounting options.</p>
Racks | Middle Atlantic | VWM-RR-5 | VWM 5SP ADJUSTABLE RAIL/MOUNTING BRACKET KIT | 112 | 100.8 | [8 empty] | 656747305849 | Y | 4.5 |  | https://assetserver.net/_assets/middle atlantic/pdf/vwmrr5-spec.pdf | https://assetserver.net/_assets/_prop65/shortform cancerandreprod_midat.jpg | US-United States | Mounts & Racks | Racks |  |  | 0 | Environmentally Friendly: Yes | Environmental Certification: RoHS |  |  |  | 16.000 x 8.000 x 2.500 | <p>Vertical Wall Mount 5 Space (8.75") Adjustable Rail and Mounting Bracket Kit. Rackrail options include both 10-32 threaded and cage nut mounting options.</p>
Racks | Middle Atlantic | VWM-RR-6 | VWM 6SP ADJUSTABLE RAIL/MOUNTING BRACKET KIT | 115 | 103.5 | [8 empty] | 656747291401 | Y | 4 |  |  | https://assetserver.net/_assets/_prop65/shortform cancerandreprod_midat.jpg | US-United States | Mounts & Racks | Racks |  |  | 0 | Environmentally Friendly: Yes | Environmental Certification: RoHS |  |  |  | 16.000 x 8.000 x 2.500 | <p>Vertical Wall Mount 6 Space (10.5") Adjustable Rail and Mounting Bracket Kit. Compatible with 16" Deep Backpan with Door Option. Rackrail options include both 10-32 threaded and cage nut mounting options.</p>
Racks | Middle Atlantic | VWM-RR-8 | VWM 8SP ADJUSTABLE RAIL/MOUNTING BRACKET KIT | 122 | 109.8 | [8 empty] | 656747291418 | Y | 4.5 |  |  | https://assetserver.net/_assets/_prop65/shortform cancerandreprod_midat.jpg | US-United States | Mounts & Racks | Racks |  |  | 0 | Product Color: Black | Environmentally Friendly: Yes | Environmental Certification: RoHS |  |  | 16.000 x 8.000 x 2.500 | <p>Vertical Wall Mount 8 Space (14") Adjustable Rail and Mounting Bracket Kit. Compatible with 16" Deep Backpan with Door Option. Rackrail options include both 10-32 threaded and cage nut mounting options.</p>
Racks | Middle Atlantic | VWM-RR-PIV-2 | VWM 2SP PIVOTING RAIL/MOUNTING BRACKET KIT | 117 | 105.3 | [8 empty] | 656747291425 | Y | 4 |  | https://assetserver.net/_assets/middle atlantic/pdf/vwmrrpiv2-spec.pdf | https://assetserver.net/_assets/_prop65/shortform cancerandreprod_midat.jpg | US-United States | Mounts & Racks | Racks |  |  | 0 | Device Supported: Rack | Environmentally Friendly: Yes | Environmental Certification: RoHS |  |  | 20.000 x 9.000 x 2.500 | <p>Vertical Wall Mount 2 Space (3.5") Pivoting Rail and Mounting Bracket Kit. Compatible with 10" Deep Backpan with Door Option and 16" Deep Backpan with Door Option. Rackrail options include both 10-32 threaded and cage nut mounting options.</p>
Racks | Middle Atlantic | VWM-RR-PIV-4 | VWM 4SP PIVOTING RAIL/MOUNTING BRACKET KIT | 128 | 115.2 | [8 empty] | 656747291432 | Y | 4.5 |  | https://assetserver.net/_assets/middle atlantic/pdf/vwmrrpiv4-spec.pdf | https://assetserver.net/_assets/_prop65/shortform cancerandreprod_midat.jpg | US-United States | Mounts & Racks | Racks |  |  | 0 | Device Supported: Rack | Environmentally Friendly: Yes | Environmental Certification: RoHS |  |  | 20.000 x 9.000 x 2.500 | <p>Vertical Wall Mount 4 Space (7") Pivoting Rail and Mounting Bracket Kit. Compatible with 10" Deep Backpan with Door Option and 16" Deep Backpan with Door Option. Rackrail options include both 10-32 threaded and cage nut mounting options.</p>
Racks | Middle Atlantic | VWM-SD-4-36K-BW | 4SP,LOW PROFILE WALL RACK,SOLID TOP,BLACK | 939 | 845.1 | [8 empty] | 656747291579 | Y | 73 | https://assetserver.net/_assets/middle atlantic/1000/vwmsd436kbw.jpg |  | https://assetserver.net/_assets/_prop65/shortform cancerandreprod_midat.jpg | US | Mounts & Racks | Racks |  |  | 0 | Form Factor: Wall Mountable | Product Color: Black Powder Coat | Product Material: Steel | Maximum Weight Capacity: 150 lb | Height: 36" | 16.000 x 29.000 x 39.000 | <p>With a low-profile, patent-pending design, this pre-configured VWM Series Wall Cabinet is ideal for vertically mounting deeper equipment in a "knobs-up" orientation within 4 spaces and 30" usable depth. It includes everything needed for a simple solution, but also can support additional customization in Lever Lock&trade; small device mounting within the cabinet and/or on the door, thermal management, cable management and power distribution for a complete system that ensures uptime and reliability on the wall.</p> <ul> <li>4 spaces and 30" of usable depth for vertical "knobs up" equipment mounting</li> <li>Rackrail features both 10-32 thread and cage nut</li> <li>Flexible position spaces to mount the rackrail where it's needed</li> <li>Split door with hinged solid top that enables end-user access to controls but restricted visibility <ul> <li>Both door and hinged top are lockable and keyed separately for security</li> </ul> </li> <li>Laser knockouts on the top, bottom and sides for cable entry and thermal management</li> <li>Integral electrical box simplifies power distribution</li> <li>Finished in a black textured powder coat</li> </ul>
Racks | Middle Atlantic | VWM-SD-6-36K-BW | 6SP,LOW PROFILE WALL RACK,SOLID TOP,BLACK | 975 | 877.5 | [8 empty] | 656747291586 | N | 80 | https://assetserver.net/_assets/middle atlantic/1000/vwmsd636kbw.jpg |  | https://assetserver.net/_assets/_prop65/shortform cancerandreprod_midat.jpg | PA | Mounts & Racks | Racks |  |  | 0 | Form Factor: Wall Mountable | Product Color: Black Powder Coat | Product Material: Steel | Maximum Weight Capacity: 150 lb | Height: 36" | 29.000 x 22.000 x 38.000 | <p>With a low-profile, patent-pending design, this pre-configured VWM Series Wall Cabinet is ideal for vertically mounting deeper equipment in a "knobs-up" orientation within 6 spaces and 30" usable depth. It includes everything needed for a simple solution, but also can support additional customization in Lever Lock&trade; small device mounting within the cabinet and/or on the door, thermal management, cable management and power distribution for a complete system that ensures uptime and reliability on the wall.</p> <ul> <li>6 spaces and 30" of usable depth for vertical "knobs up" equipment mounting</li> <li>Rackrail features both 10-32 thread and cage nut</li> <li>Flexible position spaces to mount the rackrail where it's needed</li> <li>Split door with hinged solid top that enables end-user access to controls but restricted visibility <ul> <li>Both door and hinged top are lockable and keyed separately for security</li> </ul> </li> <li>Laser knockouts on the top, bottom and sides for cable entry and thermal management</li> <li>Integral electrical box simplifies power distribution</li> <li>Finished in a black textured powder coat</li> </ul>
Racks | Middle Atlantic | VWM-SD-8-36K-BW | 8SP,LOW PROFILE WALL RACK,SOLID TOP,BLACK | 1099 | 989.1 | [8 empty] | 656747291593 | Y | 84.6 | https://assetserver.net/_assets/middle atlantic/1000/vwmsd836kbw.jpg |  | https://assetserver.net/_assets/_prop65/shortform cancerandreprod_midat.jpg | US | Mounts & Racks | Racks |  |  | 0 | Form Factor: Wall Mountable | Product Color: Black Powder Coat | Product Material: Steel | Maximum Weight Capacity: 150 lb | Height: 36" | 29.500 x 22.000 x 39.000 | <p>With a low-profile, patent-pending design, this pre-configured VWM Series Wall Cabinet is ideal for vertically mounting deeper equipment in a "knobs-up" orientation within 8 spaces and 30" usable depth. It includes everything needed for a simple solution, but also can support additional customization in Lever Lock&trade; small device mounting within the cabinet and/or on the door, thermal management, cable management and power distribution for a complete system that ensures uptime and reliability on the wall.</p> <ul> <li>8 spaces and 30" of usable depth for vertical "knobs up" equipment mounting</li> <li>Rackrail features both 10-32 thread and cage nut</li> <li>Flexible position spaces to mount the rackrail where it's needed</li> <li>Split door with hinged solid top that enables end-user access to controls but restricted visibility <ul> <li>Both door and hinged top are lockable and keyed separately for security</li> </ul> </li> <li>Laser knockouts on the top, bottom and sides for cable entry and thermal management</li> <li>Integral electrical box simplifies power distribution</li> <li>Finished in a black textured powder coat</li> </ul>
Racks | Middle Atlantic | VWM-SPD-3610-PW | VWM DOOR W/PLEXI,36"H X 10"D,PUTTY | 471 | 423.9 | [8 empty] | 0656747291722 | Y | 35 |  |  |  | US-United States of America | Mounts & Racks | Racks |  |  | 0 | [6 empty] | <p><br></p><p>The VWM Split Plexi Doors provide both integrator and end user access to keep your systems secure.&nbsp;</p><ul><li data-list="bullet"><span class="ql-ui" contenteditable="false"></span>Easily see the front of equipment with the plexi glass on the top split door</li><li data-list="bullet"><span class="ql-ui" contenteditable="false"></span>Top door and bottom door are keyed differently for different levels of access</li><li data-list="bullet"><span class="ql-ui" contenteditable="false"></span>Add the Lever Lock door kit for small device mounting within the door</li><li data-list="bullet"><span class="ql-ui" contenteditable="false"></span>The bottom door accepts industry standard 25x150 door handles for electronic or biometric access</li></ul><p><br></p>
Racks | Middle Atlantic | WANGLE-1 | 1BAY WRK FLOOR ANGLES (PR) | 243 | 218.7 | [8 empty] | 656747035203 | Y | 9 |  |  | https://assetserver.net/_assets/_prop65/shortform cancerandreprod_midat.jpg | US-United States | Mounts & Racks | Racks |  |  | 0 | Color Family: Black | Product Color: Black | Product Material: Steel | Height: 30.4" | Width: 24" |  | Timesaving and practical, the Raised Floor Enclosure System&trade; consists of 2-1/2-inch high riser bases, which provide the ability to perform field rough-in procedures prior to the arrival of the racks and enclosures. Also handy as a lower cable chase for passing cables between racks in multi-bay applications, riser bases feature 1/8-inch thick fully welded construction and an attractive black powder coat finish. Riser bases feature knockouts for passing cables between joined riser bases. Riser feet bring riser bases to a 12-inch height for use with raised floors. Raised floor support angles support floor tiles when used with riser bases and feet. Custom width, depth and height RIB Series riser bases are also available
Racks | Middle Atlantic | WANGLE-2 | 2BAY WRK FLOOR ANGLES (PR) | 266 | 239.4 | [8 empty] | 656747035210 | Y | 17 |  |  | https://assetserver.net/_assets/_prop65/shortform cancerandreprod_midat.jpg | US-United States | Mounts & Racks | Racks |  |  | 0 | Color Family: Black | Product Color: Black | Product Material: Steel | Height: 30.4" | Width: 48.3" | 52.000 x 4.000 x 4.000 | Timesaving and practical, the Raised Floor Enclosure System&trade; consists of 2-1/2-inch high riser bases, which provide the ability to perform field rough-in procedures prior to the arrival of the racks and enclosures. Also handy as a lower cable chase for passing cables between racks in multi-bay applications, riser bases feature 1/8-inch thick fully welded construction and an attractive black powder coat finish. Riser bases feature knockouts for passing cables between joined riser bases. Riser feet bring riser bases to a 12-inch height for use with raised floors. Raised floor support angles support floor tiles when used with riser bases and feet. Custom width, depth and height RIB Series riser bases are also available
Racks | Middle Atlantic | WANGLE-3 | 3BAY WRK FLOOR ANGLES (PR) | 293 | 263.7 | [8 empty] | 656747035227 | Y | 26 |  |  | https://assetserver.net/_assets/_prop65/shortform cancerandreprod_midat.jpg | US-United States | Mounts & Racks | Racks |  |  | 0 | Color Family: Black | Product Color: Black | Product Material: Steel | Height: 30.4" | Width: 72.6" | 78.000 x 4.000 x 4.000 | Timesaving and practical, the Raised Floor Enclosure System&trade; consists of 2-1/2-inch high riser bases, which provide the ability to perform field rough-in procedures prior to the arrival of the racks and enclosures. Also handy as a lower cable chase for passing cables between racks in multi-bay applications, riser bases feature 1/8-inch thick fully welded construction and an attractive black powder coat finish. Riser bases feature knockouts for passing cables between joined riser bases. Riser feet bring riser bases to a 12-inch height for use with raised floors. Raised floor support angles support floor tiles when used with riser bases and feet. Custom width, depth and height RIB Series riser bases are also available
Racks | Middle Atlantic | WANGLE-4 | 4BAY WRK FLOOR ANGLES (PR) | 324 | 291.6 | [8 empty] | 656747035234 | Y | 34 |  |  | https://assetserver.net/_assets/_prop65/shortform cancerandreprod_midat.jpg | US-United States | Mounts & Racks | Racks |  |  | 0 | Color Family: Black | Product Color: Black | Product Material: Steel | Height: 30.4" | Width: 96.8" | 101.250 x 3.500 x 3.000 | Timesaving and practical, the Raised Floor Enclosure System&trade; consists of 2-1/2-inch high riser bases, which provide the ability to perform field rough-in procedures prior to the arrival of the racks and enclosures. Also handy as a lower cable chase for passing cables between racks in multi-bay applications, riser bases feature 1/8-inch thick fully welded construction and an attractive black powder coat finish. Riser bases feature knockouts for passing cables between joined riser bases. Riser feet bring riser bases to a 12-inch height for use with raised floors. Raised floor support angles support floor tiles when used with riser bases and feet. Custom width, depth and height RIB Series riser bases are also available
Racks | Middle Atlantic | WANGLE-5 | 5BAY WRK FLOOR ANGLES (PR) | 343 | 308.7 | [8 empty] | 656747035241 | Y | 43 |  |  | https://assetserver.net/_assets/_prop65/shortform cancerandreprod_midat.jpg | US-United States | Mounts & Racks | Racks |  |  | 0 | Color Family: Black | Product Color: Black | Product Material: Steel | Height: 30.4" | Width: 10.1 ft |  | Timesaving and practical, the Raised Floor Enclosure System&trade; consists of 2-1/2-inch high riser bases, which provide the ability to perform field rough-in procedures prior to the arrival of the racks and enclosures. Also handy as a lower cable chase for passing cables between racks in multi-bay applications, riser bases feature 1/8-inch thick fully welded construction and an attractive black powder coat finish. Riser bases feature knockouts for passing cables between joined riser bases. Riser feet bring riser bases to a 12-inch height for use with raised floors. Raised floor support angles support floor tiles when used with riser bases and feet. Custom width, depth and height RIB Series riser bases are also available
Racks | Middle Atlantic | WMANGLE-3-3642 | 3 BAY WMRK FLOOR ANGLES(PR) | 330 | 297 | [8 empty] | 656747100086 | Y | 18 |  |  | https://assetserver.net/_assets/_prop65/shortform cancerandreprod_midat.jpg | US-United States | Mounts & Racks | Racks |  |  | 0 | Product Color: Black | Product Material: Steel | Width: 71.6" | Depth: 38.8" | Environmentally Friendly: Yes |  | Timesaving and practical, the Raised Floor Enclosure System&trade; consists of 2-1/2-inch high riser bases, which provide the ability to perform field rough-in procedures prior to the arrival of the racks and enclosures. Also handy as a lower cable chase for passing cables between racks in multi-bay applications, riser bases feature 1/8-inch thick fully welded construction and an attractive black powder coat finish. Riser bases feature knockouts for passing cables between joined riser bases. Riser feet bring riser bases to a 12-inch height for use with raised floors. Raised floor support angles support floor tiles when used with riser bases and feet.
Racks | Middle Atlantic | WMRK-2436 | 24RU,36"DEPTH FRAME ONLY | 2612 | 2350.8 | [8 empty] | 656747098987 | N | 130 | https://assetserver.net/_assets/middle atlantic/1000/wmrk2436.jpg |  | https://assetserver.net/_assets/_prop65/shortform cancerandreprod_midat.jpg | US | Mounts & Racks | Racks |  |  | 0 | Features: Cable Management | Product Color: Black | Product Material: Steel | Maximum Weight Capacity: 10000 lb | Height: 48.3" | 42.000 x 30.000 x 53.000 | The WMRK Series configured multi-vendor server enclosure is optimized for use with servers from leading manufacturers.
Racks | Middle Atlantic | WMRK-2436SVR | 24SP/36D CONFIGURED SERVER RACK | 5692 | 5122.8 | [8 empty] | 656747095481 | Y | 155 |  |  | https://assetserver.net/_assets/_prop65/shortform cancerandreprod_midat.jpg | US-United States | Mounts & Racks | Racks |  |  | 0 | Application/Usage: Server | Features: Leveling Feet | Features: Cable Management | Features: Perforated Door | Features: Removable Side Panel | 39.000 x 27.000 x 54.000 | The WMRK Series configured multi-vendor server enclosure is optimized for use with servers from leading manufacturers.
Racks | Middle Atlantic | WMRK-2436SVR-AB | 24SP/36D CONFIGURED SERVER RACK,ADD-A-BAY | 4944 | 4449.6 | [8 empty] | 656747095498 | Y | 135 | https://assetserver.net/_assets/middle atlantic/1000/wmrk2436svrab.jpg |  | https://assetserver.net/_assets/_prop65/shortform cancerandreprod_midat.jpg | US-United States | Mounts & Racks | Racks |  |  | 0 | Application/Usage: Server | Features: Cable Management | Features: Adjustable Mounting Rails | Features: Lockable Door | Features: Perforated Door | 39.000 x 27.000 x 54.000 | The WMRK Series configured multi-vendor server enclosure is optimized for use with servers from leading manufacturers.
Racks | Middle Atlantic | WMRK-2442 | 24RU,42"DEPTH,FRAME ONLY | 2748 | 2473.2 | [8 empty] | 656747099755 | Y | 150 |  |  | https://assetserver.net/_assets/_prop65/shortform cancerandreprod_midat.jpg | US-United States | Mounts & Racks | Racks |  |  | 0 | Application/Usage: Server | Features: Adjustable Mounting Rails | Features: Cable Management | Form Factor: Floor Standing | Product Color: Black | 46.000 x 27.000 x 55.000 | The WMRK Series configured multi-vendor server enclosure is optimized for use with servers from leading manufacturers.
Racks | Middle Atlantic | WMRK-4236 | 42RU 36"DEPTH FRAME ONLY | 2902 | 2611.8 | [8 empty] | 656747098963 | Y | 176 | https://assetserver.net/_assets/middle atlantic/1000/wmrk4236.jpg |  | https://assetserver.net/_assets/_prop65/shortform cancerandreprod_midat.jpg | US-United States | Mounts & Racks | Racks |  |  | 0 | [5 empty] | 42.000 x 30.000 x 85.000 | The WMRK Series configured multi-vendor server enclosure is optimized for use with servers from leading manufacturers.
Racks | Middle Atlantic | WMRK-4236SVR | 42SP/36D CONFIGURED SERVER RACK | 6385 | 5746.5 | [8 empty] | 656747095504 | Y | 282 |  |  | https://assetserver.net/_assets/_prop65/shortform cancerandreprod_midat.jpg | US-United States | Mounts & Racks | Racks |  |  | 0 | Height: 79.6" | Depth: 36" |  |  |  | 42.000 x 30.000 x 86.000 | The WMRK Series configured multi-vendor server enclosure is optimized for use with servers from leading manufacturers.
Racks | Middle Atlantic | WMRK-4236SVR-AB | 42SP/36D CONFIGURED SERVER RACK,ADD-A-BAY | 5311 | 4779.9 | [8 empty] | 656747095511 | Y | 222 |  |  | https://assetserver.net/_assets/_prop65/shortform cancerandreprod_midat.jpg | US-United States | Mounts & Racks | Racks |  |  | 0 | Application/Usage: Server | Features: Cable Management | Features: Perforated Door | Features: Lockable Door | Features: Adjustable Mounting Rails | 39.000 x 27.000 x 86.000 | <p>The WMRK Series configured multi-vendor server enclosure is optimized for use with servers from leading manufacturers</p>
Racks | Middle Atlantic | WMRK-4242 | 42RU,42"DEPTH FRAME ONLY | 3323 | 2990.7 | [8 empty] | 656747098994 | Y | 194 | https://assetserver.net/_assets/middle atlantic/1000/wmrk4242.jpg |  | https://assetserver.net/_assets/_prop65/shortform cancerandreprod_midat.jpg | US-United States | Mounts & Racks | Racks |  |  | 0 | Application/Usage: Server | Features: Cable Management | Features: Adjustable Mounting Rails | Form Factor: Floor Standing | Product Color: Black | 48.000 x 30.000 x 84.000 | The WMRK Series configured multi-vendor server enclosure is optimized for use with servers from leading manufacturers.
Racks | Middle Atlantic | WMRK-4242SVR | 42SP/42D CONFIGURED SERVER RACK | 6816 | 6134.4 | [8 empty] | 656747095528 | Y | 362 |  |  | https://assetserver.net/_assets/_prop65/shortform cancerandreprod_midat.jpg | US-United States | Mounts & Racks | Racks |  |  | 0 | Application/Usage: Server | Features: Cable Management | Features: Leveling Feet | Features: Perforated Door | Features: Removable Side Panel | 46.000 x 27.000 x 86.000 | The WMRK Series configured multi-vendor server enclosure is optimized for use with servers from leading manufacturers.
Racks | Middle Atlantic | WMRK-4242SVR-AB | 42SP/42D CONFIGURED SERVER RACK,ADD-A-BAY | 5707 | 5136.3 | [8 empty] | 656747095535 | Y | 306 |  |  | https://assetserver.net/_assets/_prop65/shortform cancerandreprod_midat.jpg | US-United States | Mounts & Racks | Racks |  |  | 0 | Product Color: Black | Product Material: Steel | Static/Stationary Weight Capacity: 2500 lb | Height: 79.6" | Width: 25.6" | 48.000 x 30.000 x 85.000 | The WMRK Series configured multi-vendor server enclosure is optimized for use with servers from leading manufacturers.
Racks | Middle Atlantic | WMRK-4248 | 42RU,48"DEPTH,FRAME ONLY | 3600 | 3240 | [8 empty] | 656747099779 | Y | 200 | https://assetserver.net/_assets/middle atlantic/1000/wmrk4248.jpg |  | https://assetserver.net/_assets/_prop65/shortform cancerandreprod_midat.jpg | US-United States | Mounts & Racks | Racks |  |  | 0 | Product Color: Black | Product Material: Steel | Depth: 48" | Rack Height: 42U | Rack Width: 19" | 54.000 x 30.000 x 85.000 | The WMRK Series configured multi-vendor server enclosure is optimized for use with servers from leading manufacturers.
Racks | Middle Atlantic | WMRK-4536 | 45RU,36"DEPTH,FRAME ONLY | 3075 | 2767.5 | [8 empty] | 656747099830 | Y | 178 | https://assetserver.net/_assets/middle atlantic/1000/wmrk4536.jpg |  | https://assetserver.net/_assets/_prop65/shortform cancerandreprod_midat.jpg | US-United States | Mounts & Racks | Racks |  |  | 0 | [5 empty] | 42.000 x 30.000 x 91.000 | The WMRK Series configured multi-vendor server enclosure is optimized for use with servers from leading manufacturers.
Racks | Middle Atlantic | WMRK-4542 | 45RU,42"DEPTH,FRAME ONLY | 3485 | 3136.5 | [8 empty] | 656747099816 | N | 197 |  |  | https://assetserver.net/_assets/_prop65/shortform cancerandreprod_midat.jpg | US | Mounts & Racks | Racks |  |  | 0 | Application/Usage: Server | Form Factor: Floor Standing | Product Color: Black Powder Coat | Product Material: Steel | Static/Stationary Weight Capacity: 10000 lb | 48.000 x 30.000 x 90.000 | <p>The WMRK series was designed specifically for mounting deep equipment in a raised-floor standard 24" wide enclosure. Comes standard with cage nut mounting rails to meet server manufacturer warranty specifications.Choose a WMRK when mounting deep servers or similar equipment is required, and for easy installations in raised-floor environments. Pre-configured models are also available.</p> <ul> <li>Fully welded construction for strength and stability</li> <li>24" overall width optimized for use on raised floors</li> <li>Racks gang together when fully loaded</li> <li>Numbered rackspace increments speed equipment mounting</li> <li>Includes two pair of adjustable cage nut rackrail and one pair of z-rail sidemount adaptors configured to accept servers and slide kits from all leading manufacturers</li> <li>Includes leveling feet and 100 qty of 6mm cage nuts and hardware</li> </ul>
Racks | Middle Atlantic | WMRK-4548 | 45RU,48"DEPTH,FRAME ONLY | 3760 | 3384 | [8 empty] | 656747099793 | Y | 212 | https://assetserver.net/_assets/middle atlantic/1000/wmrk4548.jpg |  | https://assetserver.net/_assets/_prop65/shortform cancerandreprod_midat.jpg | US-United States | Mounts & Racks | Racks |  |  | 0 | [5 empty] | 50.000 x 26.000 x 90.000 | The WMRK Series configured multi-vendor server enclosure is optimized for use with servers from leading manufacturers.
Racks | Middle Atlantic | WMRK-Z4 | SEISMIC BRACKETS,WMRK | 97 | 87.3 | [8 empty] | 656747100130 | Y | 3.39 |  | https://assetserver.net/_assets/middle atlantic/pdf/wmrkz4-spec.pdf | https://assetserver.net/_assets/_prop65/shortform cancerandreprod_midat.jpg | US-United States | Mounts & Racks | Racks |  |  | 0 | Device Supported: Enclosure | Product Material: Steel | Height: 9" | Width: 20.3" | Depth: 18.5" | 8.880 x 3.750 x 2.750 | <p>When properly installed, seismic floor anchor brackets bring any Seismic Certified WMRK Series enclosure to applicable Zone 4, Seismic Design Category (SDC) "D" and Seismic Use Group III Upper Floor Essential Equipment rating and have an Ip rating of 1.5. Includes four brackets.</p> <ul> <li>Anchoring bracket set supports a seismic-certified installation</li> <li>Can be used to reinforce any mission-critical application</li> <li>One set required per rack</li> </ul>
Racks | Middle Atlantic | WMS-20 | WALLMOUNT SHELF | 214 | 192.6 | [8 empty] | 656747024085 | Y | 20 |  |  | https://assetserver.net/_assets/_prop65/shortform cancerandreprod_midat.jpg | US | Mounts & Racks | Racks |  |  | 0 | Product Material: Steel | Maximum Weight Capacity: 200 lb | Height: 14" | Width: 20.5" | Depth: 17" | 19.000 x 23.000 x 16.000 | <p>Wall mounting non-rackmount components is much easier with our WMS wall mount shelf. Featuring a fully welded design using 16-gauge steel, the unit's 200 lb. capacity gives it unrivaled strength in its class. With a vented bottom to help keep things cool, both 1/2" and 3/4" electrical knockouts are provided for your convenience.</p>
Racks | Middle Atlantic | WR-24-32 | 24SP/32D ROLL OUT ROTATING RACK | 3282 | 2953.8 | 1 | 1 | [6 empty] | 656747102875 | Y | 244 |  |  | https://assetserver.net/_assets/_prop65/shortform cancerandreprod_midat.jpg | US-United States | Mounts & Racks | Racks |  |  | 0 | Product Color: Black | Product Material: Steel | Maximum Weight Capacity: 750 lb | Height: 53.9" | Width: 24" | 38.000 x 30.000 x 59.000 | Gain unrestricted access to equipment and cabling without the need for tracks and stands. Ideal for environments that require equipment bays to be placed up against walls or back to back, the award winning WR allows entire bays of equipment to roll out and rotate for service and installation flexibility.
Racks | Middle Atlantic | WR-37-32 | 37SP/32D ROLL OUT ROTATING RACK | 3526 | 3173.4 | [8 empty] | 656747059810 | N | 288 |  |  | https://assetserver.net/_assets/_prop65/shortform cancerandreprod_midat.jpg | NE | Mounts & Racks | Racks |  |  | 0 | Application/Usage: A/V Equipment | Features: Vented Top | Features: Cable Management | Features: Adjustable Mounting Rails | Form Factor: Floor Standing | 38.000 x 30.000 x 82.000 | WR-37-32. The WR Series was designed to provide rear access for equipment even when the equipment bays are placed up against a wall or back to back. Factory-assembled in its own host enclosure, the rack frame pulls out and rotates for service access. Specify a WR Series enclosure when easy access to rear equipment connections is required for larger audio, video and security equipment installations but an access aisle is not practical.
Racks | Middle Atlantic | WR-37-42 | 37SP/42D ROLL OUT ROTATING RACK | 3719 | 3347.1 | [8 empty] | 656747102882 | Y | 360 | https://assetserver.net/_assets/middle atlantic/1000/wr3742.jpg |  | https://assetserver.net/_assets/_prop65/shortform cancerandreprod_midat.jpg | US-United States | Mounts & Racks | Racks |  |  | 0 | Product Color: Black | Product Material: Steel | Maximum Weight Capacity: 750 lb | Height: 76.5" | Width: 19" | 46.000 x 26.000 x 82.000 | The WR Series was designed to provide rear access for equipment even when the equipment bays are placed up against a wall or back to back. Factory-assembled in its own host enclosure, the rack frame pulls out and rotates for service access. Specify a WR Series enclosure when easy access to rear equipment connections is required for larger audio, video and security equipment installations but an access aisle is not practical.
Racks | Middle Atlantic | WR-44-32 | 44SP/32D ROLL OUT ROTATING RACK | 3746 | 3371.4 | 3 | 3 | [6 empty] | 656747059827 | N | 304 | https://assetserver.net/_assets/middle atlantic/1000/wr4432.jpg |  | https://assetserver.net/_assets/_prop65/shortform cancerandreprod_midat.jpg | US-United States | Mounts & Racks | Racks |  |  | 0 | Detachable rack frame can be integrated with equipment and tested off-site | Requires no additional accessories to roll out and rotate | Engineered ventilation is optimized for passive thermal management | Rack frame features built-in cable management tie points | 4” laser knockouts provided for cable pass-through and ganging multiple racks | 35.000 x 26.000 x 90.000 | The WR Series was designed to provide rear access for equipment even when the equipment bays are placed up against a wall or back to back. Factory-assembled in its own host enclosure, the rack frame pulls out and rotates for service access. Specify a WR Series enclosure when easy access to rear equipment connections is required for larger audio, video and security equipment installations but an access aisle is not practical.
Racks | Middle Atlantic | WR-44-42 | 44SP/42D ROLL OUT ROTATING RACK | 3859 | 3473.1 | [8 empty] | 656747102899 | N | 375 |  |  | https://assetserver.net/_assets/_prop65/shortform cancerandreprod_midat.jpg | US | Mounts & Racks | Racks |  |  | 0 | Product Color: Black | Product Material: Steel | Maximum Weight Capacity: 750 lb | Height: 88.8" | Depth: 42.9" | 48.000 x 30.000 x 96.000 | <p>Gain unrestricted access to equipment and cabling without the need for tracks and stands. Ideal for environments that require equipment bays to be placed up against walls or back to back, the award winning WR allows entire bays of equipment to roll out and rotate for service and installation flexibility.</p>
Racks | Middle Atlantic | WRFD-24 | 24SP SOLID FRONT DOOR FOR WR | 444 | 399.6 | [8 empty] | 656747109836 | Y | 25 |  |  | https://assetserver.net/_assets/_prop65/shortform cancerandreprod_midat.jpg | US-United States | Mounts & Racks | Racks |  |  | 0 | Product Color: Black | Product Material: Steel | Compatible Rack Height: 24U | Compatibility: <b>Middle Atlantic WR Series Enclosures:</b><br><ul><li>WR-24-32</li><li>WR-24-42</li></ul> | Limited Warranty: Lifetime | 49.000 x 25.000 x 5.000
Racks | Middle Atlantic | WRFD-37 | 37SP SOLID FRONT DOOR FOR WR | 473 | 425.7 | [8 empty] | 656747059834 | Y | 56 |  |  | https://assetserver.net/_assets/_prop65/shortform cancerandreprod_midat.jpg | US-United States | Mounts & Racks | Racks |  |  | 0 | Product Color: Black | Product Material: Steel | Compatible Rack Height: 37U | Height: 69.9" | Width: 21.7" | 26.000 x 75.000 x 5.000
Racks | Middle Atlantic | WRFD-44 | 44SP SOLID FRONT DOOR FOR WR | 532 | 478.8 | [8 empty] | 656747059841 | N | 63 |  |  | https://assetserver.net/_assets/_prop65/shortform cancerandreprod_midat.jpg | US | Mounts & Racks | Racks |  |  | 0 | Limited Warranty: Lifetime |  |  |  |  | 24.000 x 5.000 x 85.000
Racks | Middle Atlantic | WRINKLE | WRINKLE TOUCH-UP KIT | 45 | 40.5 | [8 empty] | 656747024160 | Y | 0.06 |  | https://assetserver.net/_assets/middle atlantic/pdf/wrinkle-spec.pdf | https://assetserver.net/_assets/_prop65/shortform cancerandreprod_midat.jpg | US-United States | Mounts & Racks | Racks |  |  | 0 | Product Color: Black | Environmentally Friendly: Yes | Environmental Certification: GREENGUARD |  |  | 2.000 x 1.000 x 1.000 | <p><b>FEATURES &amp; BENEFITS</b></p> <p>The bottle contains 0.6FL OZ</p> <ul> <li>Ideal for minor finish touch ups during and after installation</li> <li>Includes paint and applicator</li> </ul>
Racks | Middle Atlantic | WRK-24-27 | 24SP/27D MULTIBAY WRK | 2272 | 2044.8 | [8 empty] | 656747024184 | Y | 115 |  |  | https://assetserver.net/_assets/_prop65/shortform cancerandreprod_midat.jpg | US-United States | Mounts & Racks | Racks |  |  | 0 | Product Color: Black Powder Coat | Product Material: Steel | Static/Stationary Weight Capacity: 10000 lb | Height: 48.1" | Width: 24.3" | 32.000 x 30.000 x 51.000 | The WRK series was designed with a wider footprint for mounting equipment with thicker cable bundles that would be difficult to fit in a basic rack. It's ideal for multi-bay installations, or to insure more cooling airflow. The WRK series also offers seismic certification and open or removable sides.
Racks | Middle Atlantic | WRK-24-32 | 24SP/32D MULTIBAY WRK | 2421 | 2178.9 | [8 empty] | 656747024283 | Y | 125 |  |  | https://assetserver.net/_assets/_prop65/shortform cancerandreprod_midat.jpg | US-United States | Mounts & Racks | Racks |  |  | 0 | Product Color: Black Powder Coat | Product Material: Steel | Static/Stationary Weight Capacity: 10000 lb | Height: 48.1" | Width: 24.3" | 38.000 x 30.000 x 54.000 | The WRK series was designed with a wider footprint for mounting equipment with thicker cable bundles that would be difficult to fit in a basic rack. It's ideal for multi-bay installations, or to insure more cooling airflow. The WRK series also offers seismic certification and open or removable sides.
Racks | Middle Atlantic | WRK-24MDK | WRK-24SA-32 W/PLEXIDR.&LAM.TOP | 4186 | 3767.4 | [8 empty] | 656747024368 | N | 230 | https://assetserver.net/_assets/middle atlantic/1000/wrk24mdk.jpg |  | https://assetserver.net/_assets/_prop65/shortform cancerandreprod_midat.jpg | US | Mounts & Racks | Racks |  |  | 0 | [5 empty] | 36.000 x 26.000 x 56.000 | The WRK series was designed with a wider footprint for mounting equipment with thicker cable bundles that would be difficult to fit in a basic rack. It's ideal for multi-bay installations, or to insure more cooling airflow. The WRK series also offers seismic certification and open or removable sides.
Racks | Middle Atlantic | WRK-24SA-27 | 24SP/27D WRK RACK | 2334 | 2100.6 | [8 empty] | 656747024399 | N | 138 |  |  | https://assetserver.net/_assets/_prop65/shortform cancerandreprod_midat.jpg | US | Mounts & Racks | Racks |  |  | 0 | Form Factor: Floor Standing | Product Color: Black Powder Coat | Product Material: Steel | Static/Stationary Weight Capacity: 10000 lb | Height: 48.1" | 32.000 x 30.000 x 54.000 | The WRK series was designed with a wider footprint for mounting equipment with thicker cable bundles that would be difficult to fit in a basic rack. It's ideal for multi-bay installations, or to insure more cooling airflow. The WRK series also offers seismic certification and open or removable sides.
Racks | Middle Atlantic | WRK-24SA-27LRD | 24SP/27D WRK RACK LRD | 2334 | 2100.6 | [8 empty] | 656747024405 | N | 136 |  |  | https://assetserver.net/_assets/_prop65/shortform cancerandreprod_midat.jpg | US | Mounts & Racks | Racks |  |  | 0 | Features: Cable Management | Features: Lockable Door | Form Factor: Floor Standing | Product Color: Black | Product Material: Steel | 30.000 x 32.000 x 54.000
Racks | Middle Atlantic | WRK-24SA-32 | 24SP/32D WRK RACK | 2539 | 2285.1 | [8 empty] | 656747024436 | Y | 161.18 |  |  | https://assetserver.net/_assets/_prop65/shortform cancerandreprod_midat.jpg | US-United States | Mounts & Racks | Racks |  |  | 0 | Product Color: Black | Product Material: Steel | Static/Stationary Weight Capacity: 10000 lb | Height: 48.1" | Depth: 32.6" | 26.000 x 34.000 x 48.000
Racks | Middle Atlantic | WRK-24SA-32LRD | 24SP/32D WRK RACK,LRD | 2539 | 2285.1 | [8 empty] | 656747024443 | N | 140 |  |  | https://assetserver.net/_assets/_prop65/prop65 label.jpg |  | Mounts & Racks | Racks |  |  | 0 | Features: Cable Management | Features: Adjustable Mounting Rails | Form Factor: Standalone | Maximum Weight Capacity: 10000 lb | Width: 24.3" | 38.000 x 30.000 x 53.000 | <p>A rack series with a wider footprint, the WRK-SA series is designed for mounting equipment with thicker cable bundles than would fit easily in a basic rack, or to increase cooling airflow. Stand-alone installations version features fixed solid sides and seismic certification.</p> <ul> <li>Fully welded construction for strength</li> <li>Fixed solid sides for security and to control airflow</li> <li>24-Â¼" overall width provides space for side cabling or cooling airflow</li> <li>Convenient lacing points and slotted rail brackets for cable management</li> <li>Standard front and rear adjustable 10-32 threaded rackrail with numbered spaces</li> <li>Extra-wide rackrail features cable pass-throughs to facilitate front-to-rear cabling</li> <li>Includes standard configurable rear door (Except "Less Rear Door" models)</li> </ul>
Racks | Middle Atlantic | WRK-37-27 | 37SP/27D MULTIBAY WRK | 2568 | 2311.2 | [8 empty] | 656747024566 | Y | 148 | https://assetserver.net/_assets/middle atlantic/1000/wrk3727.jpg |  | https://assetserver.net/_assets/_prop65/shortform cancerandreprod_midat.jpg | US-United States | Mounts & Racks | Racks |  |  | 0 | 24-¼” overall width provides space for side cabling or cooling airflow | Convenient lacing points and slotted rail brackets for cable management | Standard front and rear adjustable 10-32 threaded rackrail with numbered spaces | Extra-wide rackrail features cable pass-throughs to facilitate front-to-rear cabling | Includes standard configurable rear door | 31.000 x 30.000 x 76.000 | The WRK series was designed with a wider footprint for mounting equipment with thicker cable bundles that would be difficult to fit in a basic rack. It’s ideal for multi-bay installations, or to insure more cooling airflow. The WRK series also offers seismic certification and open or removable sides.
Racks | Middle Atlantic | WRK-37-27LRD | 37SP/27D MULTIBAY WRK LRD | 2568 | 2311.2 | [8 empty] | 656747024573 | Y | 133 |  |  | https://assetserver.net/_assets/_prop65/shortform cancerandreprod_midat.jpg | US-United States | Mounts & Racks | Racks |  |  | 0 | Features: Adjustable Mounting Rails | Features: Cable Management | Features: Lockable Door | Form Factor: Floor Standing | Product Color: Black | 30.000 x 27.000 x 75.000 | The WRK series was designed with a wider footprint for mounting equipment with thicker cable bundles that would be difficult to fit in a basic rack. It's ideal for multi-bay installations, or to insure more cooling airflow. The WRK series also offers seismic certification and open or removable sides.
Racks | Middle Atlantic | WRK-37-32 | 37SP/32D MULTIBAY WRK | 2686 | 2417.4 | [8 empty] | 656747024658 | N | 160 | https://assetserver.net/_assets/middle atlantic/1000/wrk3732.jpg |  | https://assetserver.net/_assets/_prop65/shortform cancerandreprod_midat.jpg | US | Mounts & Racks | Racks |  |  | 0 | 24-¼” overall width provides space for side cabling or cooling airflow | Convenient lacing points and slotted rail brackets for cable management | Standard front and rear adjustable 10-32 threaded rackrail with numbered spaces | Extra-wide rackrail features cable pass-throughs to facilitate front-to-rear cabling | Includes standard configurable rear door | 38.000 x 30.000 x 76.000 | The WRK series was designed with a wider footprint for mounting equipment with thicker cable bundles that would be difficult to fit in a basic rack. It’s ideal for multi-bay installations, or to insure more cooling airflow. The WRK series also offers seismic certification and open or removable sides.
Racks | Middle Atlantic | WRK-37SA-27 | 37SP/27D WRK RACK | 2657 | 2391.3 | [8 empty] | 656747024757 | Y | 186 |  |  | https://assetserver.net/_assets/_prop65/shortform cancerandreprod_midat.jpg | US-United States | Mounts & Racks | Racks |  |  | 0 | Product Color: Black | Product Material: Steel | Static/Stationary Weight Capacity: 10000 lb | Height: 70.9" | Width: 24.3" | 31.000 x 30.000 x 76.000
Racks | Middle Atlantic | WRK-37SA-27LRD | 37SP/27D WRK RACK LRD | 2657 | 2391.3 | [8 empty] | 656747024771 | Y | 170 |  |  | https://assetserver.net/_assets/_prop65/shortform cancerandreprod_midat.jpg | US-United States | Mounts & Racks | Racks |  |  | 0 | Features: Adjustable Mounting Rails | Features: Cable Management | Features: Lockable Door | Form Factor: Floor Standing | Product Color: Black | 32.000 x 30.000 x 76.000
Racks | Middle Atlantic | WRK-37SA-32 | 37SP/32D WRK RACK | 2832 | 2548.8 | [8 empty] | 656747024801 | N | 212 | https://assetserver.net/_assets/middle atlantic/1000/wrk37sa32.jpg |  | https://assetserver.net/_assets/_prop65/shortform cancerandreprod_midat.jpg |  | Mounts & Racks | Racks |  |  | 0 | Fully welded construction for strength | Fixed solid sides for security and to control airflow | 24-¼” overall width provides space for side cabling or cooling airflow | Convenient lacing points and slotted rail brackets for cable management | Standard front and rear adjustable 10-32 threaded rackrail with numbered spaces | 40.000 x 30.000 x 76.000 | A rack series with a wider footprint, the WRK-SA series is designed for mounting equipment with thicker cable bundles than would fit easily in a basic rack, or to increase cooling airflow. Stand-alone installations version features fixed solid sides and seismic certification.
Racks | Middle Atlantic | WRK-37SA-32LRD | 37SP/32D WRK RACK LRD | 2832 | 2548.8 | [8 empty] | 656747024818 | N | 196 |  |  | https://assetserver.net/_assets/_prop65/prop65 label.jpg |  | Mounts & Racks | Racks |  |  | 0 | Rack Type: Enclosed Cabinet | Features: Cable Management | Features: Adjustable Mounting Rails | Form Factor: Standalone | Depth: 32" | 77.000 x 36.000 x 27.000 | <p>A rack series with a wider footprint, the WRK-SA series is designed for mounting equipment with thicker cable bundles than would fit easily in a basic rack, or to increase cooling airflow. Stand-alone installations version features fixed solid sides and seismic certification.</p> <ul> <li>Fully welded construction for strength</li> <li>Fixed solid sides for security and to control airflow</li> <li>24-Â¼" overall width provides space for side cabling or cooling airflow</li> <li>Convenient lacing points and slotted rail brackets for cable management</li> <li>Standard front and rear adjustable 10-32 threaded rackrail with numbered spaces</li> <li>Extra-wide rackrail features cable pass-throughs to facilitate front-to-rear cabling</li> <li>Includes standard configurable rear door (Except "Less Rear Door" models)</li> </ul>
Racks | Middle Atlantic | WRK-40-27 | 40SP/27D MULTIBAY WRK | 2744 | 2469.6 | [8 empty] | 656747024887 | Y | 180 | https://assetserver.net/_assets/middle atlantic/1000/wrk4027.jpg |  | https://assetserver.net/_assets/_prop65/shortform cancerandreprod_midat.jpg | US-United States | Mounts & Racks | Racks |  |  | 0 | 24-¼” overall width provides space for side cabling or cooling airflow | Convenient lacing points and slotted rail brackets for cable management | Standard front and rear adjustable 10-32 threaded rackrail with numbered spaces | Extra-wide rackrail features cable pass-throughs to facilitate front-to-rear cabling | Includes standard configurable rear door | 32.000 x 30.000 x 81.000 | The WRK series was designed with a wider footprint for mounting equipment with thicker cable bundles that would be difficult to fit in a basic rack. It’s ideal for multi-bay installations, or to insure more cooling airflow. The WRK series also offers seismic certification and open or removable sides.
Racks | Middle Atlantic | WRK-40-27LRD | 40SP/27D MULTIBAY WRK LRD | 2744 | 2469.6 | [8 empty] | 656747024894 | Y | 145 |  |  | https://assetserver.net/_assets/_prop65/shortform cancerandreprod_midat.jpg | US-United States | Mounts & Racks | Racks |  |  | 0 | Features: Cable Management | Features: Adjustable Mounting Rails | Features: Lockable Door | Form Factor: Floor Standing | Product Color: Black | 32.000 x 30.000 x 81.000
Racks | Middle Atlantic | WRK-40-32 | 40SP/32D MULTIBAY WRK | 2804 | 2523.6 | [8 empty] | 656747024962 | Y | 170 | https://assetserver.net/_assets/middle atlantic/1000/wrk4032.jpg |  | https://assetserver.net/_assets/_prop65/shortform cancerandreprod_midat.jpg | US-United States | Mounts & Racks | Racks |  |  | 0 | 24-¼” overall width provides space for side cabling or cooling airflow | Convenient lacing points and slotted rail brackets for cable management | Standard front and rear adjustable 10-32 threaded rackrail with numbered spaces | Extra-wide rackrail features cable pass-throughs to facilitate front-to-rear cabling | Includes standard configurable rear door | 38.000 x 30.000 x 80.000 | The WRK series was designed with a wider footprint for mounting equipment with thicker cable bundles that would be difficult to fit in a basic rack. It’s ideal for multi-bay installations, or to insure more cooling airflow. The WRK series also offers seismic certification and open or removable sides.
Racks | Middle Atlantic | WRK-40-32LRD | 40SP/32D MULTIBAY WRK LRD | 2804 | 2523.6 | [8 empty] | 656747024979 | Y | 155 |  |  | https://assetserver.net/_assets/_prop65/shortform cancerandreprod_midat.jpg | US-United States | Mounts & Racks | Racks |  |  | 0 | Rack Height: 40U | Limited Warranty: Lifetime |  |  |  | 38.000 x 30.000 x 80.000
Racks | Middle Atlantic | WRK-40SA-27 | 40SP/27D WRK RACK | 2832 | 2548.8 | [8 empty] | 656747025013 | Y | 198 | https://assetserver.net/_assets/middle atlantic/1000/wrk40sa27.jpg |  | https://assetserver.net/_assets/_prop65/shortform cancerandreprod_midat.jpg | US-United States | Mounts & Racks | Racks |  |  | 0 | Fixed solid sides for security and to control airflow | 24-¼” overall width provides space for side cabling or cooling airflow | Convenient lacing points and slotted rail brackets for cable management | Standard front and rear adjustable 10-32 threaded rackrail with numbered spaces | Extra-wide rackrail features cable pass-throughs to facilitate front-to-rear cabling | 32.000 x 30.000 x 81.000 | A rack series with a wider footprint, the WRK-SA series is designed for mounting equipment with thicker cable bundles than would fit easily in a basic rack, or to increase cooling airflow. Stand-alone installations version features fixed solid sides and seismic certification.
Racks | Middle Atlantic | WRK-40SA-27LRD | 40SP/27D WRK RACK LRD | 2832 | 2548.8 | [8 empty] | 656747025044 | Y | 158 |  |  | https://assetserver.net/_assets/_prop65/shortform cancerandreprod_midat.jpg | US-United States | Mounts & Racks | Racks |  |  | 0 | Features: Cable Management | Features: Lockable Door | Features: Adjustable Mounting Rails | Form Factor: Floor Standing | Product Color: Black | 27.000 x 30.000 x 82.000
Racks | Middle Atlantic | WRK-40SA-32 | 40SP/32D WRK RACK | 2892 | 2602.8 | [8 empty] | 656747025075 | Y | 218 | https://assetserver.net/_assets/middle atlantic/1000/wrk40sa32.jpg |  | https://assetserver.net/_assets/_prop65/shortform cancerandreprod_midat.jpg | US-United States | Mounts & Racks | Racks |  |  | 0 | Fixed solid sides for security and to control airflow | 24-¼” overall width provides space for side cabling or cooling airflow | Convenient lacing points and slotted rail brackets for cable management | Standard front and rear adjustable 10-32 threaded rackrail with numbered spaces | Extra-wide rackrail features cable pass-throughs to facilitate front-to-rear cabling | 38.000 x 30.000 x 81.000 | A rack series with a wider footprint, the WRK-SA series is designed for mounting equipment with thicker cable bundles than would fit easily in a basic rack, or to increase cooling airflow. Stand-alone installations version features fixed solid sides and seismic certification.
Racks | Middle Atlantic | WRK-40SA-32LRD | 40SP/32D WRK RACK LRD | 2892 | 2602.8 | [8 empty] | 656747025082 | Y | 160 |  | https://assetserver.net/_assets/middle atlantic/pdf/wrk40sa32lrd-spec.pdf | https://assetserver.net/_assets/_prop65/ca prop 65 short form label.jpg | US-United States | Mounts & Racks | Racks |  |  | 0 | Fully welded construction provides the following weight capacities - UL Listed load capacity: 2,500 lbs -Static load capacity: 10,000 lbs. - Seismic certified load capacity: 900 lbs. | Pre-configured WRK-24MDK presentation enclosure system available | Seismic certified (when used with WRK-Z4 option) with an Ip value of 1.5 | 24-1/4" OD width, available 27-5/8" or 32-5/8" OD depth | 1/2", 3/4", 1" & 1-1/2" electrical knockouts on split rear plates top & bottom, easily removable for cable pass-through, top plates additionally include UHF/VHF knockouts | 38.000 x 30.000 x 81.000 | A rack series with a wider footprint, the WRK-SA series is designed for mounting equipment with thicker cable bundles than would fit easily in a basic rack, or increase cooling airflow. The stand-alone installations version features fixed solid sides and seismic certification.
Racks | Middle Atlantic | WRK-44-27 | 44SP/27D MULTIBAY WRK | 2832 | 2548.8 | 11 | [5 empty] | 11 |  | 656747025143 | N | 166 | https://assetserver.net/_assets/middle atlantic/1000/wrk4427.jpg |  | https://assetserver.net/_assets/_prop65/shortform cancerandreprod_midat.jpg | US | Mounts & Racks | Racks |  |  | 0 | Fully welded construction for strength | 24-¼” overall width provides space for side cabling or cooling airflow | Convenient lacing points and slotted rail brackets for cable management | Standard front and rear adjustable 10-32 threaded rackrail with numbered spaces | Extra-wide rackrail features cable pass-throughs to facilitate front-to-rear cabling | 32.000 x 30.000 x 88.000 | The WRK series was designed with a wider footprint for mounting equipment with thicker cable bundles that would be difficult to fit in a basic rack. It’s ideal for multi-bay installations, or to insure more cooling airflow. The WRK series also offers seismic certification and open or removable sides.
Racks | Middle Atlantic | WRK-44-27LRD | 44SP/27D MULTIBAY WRK LRD | 2832 | 2548.8 | [8 empty] | 656747025150 | N | 146 |  |  | https://assetserver.net/_assets/_prop65/shortform cancerandreprod_midat.jpg | US | Mounts & Racks | Racks |  |  | 0 | Color Family: Black | Product Color: Black Powder Coat | Product Material: Steel | Static/Stationary Weight Capacity: 10000 lb | Height: 83.1" | 32.000 x 30.000 x 88.000 | The WRK series was designed with a wider footprint for mounting equipment with thicker cable bundles that would be difficult to fit in a basic rack. It's ideal for multi-bay installations, or to insure more cooling airflow. The WRK series also offers seismic certification and open or removable sides.
Racks | Middle Atlantic | WRK-44-32 | 44SP/32D MULTIBAY WRK | 2922 | 2629.8 | [8 empty] | 656747025235 | N | 179 | https://assetserver.net/_assets/middle atlantic/1000/wrk4432.jpg |  | https://assetserver.net/_assets/_prop65/shortform cancerandreprod_midat.jpg | US-United States | Mounts & Racks | Racks |  |  | 0 | Fully welded construction for strength | 24-¼” overall width provides space for side cabling or cooling airflow | Convenient lacing points and slotted rail brackets for cable management | Standard front and rear adjustable 10-32 threaded rackrail with numbered spaces | Extra-wide rackrail features cable pass-throughs to facilitate front-to-rear cabling | 35.000 x 26.500 x 88.000 | The WRK series was designed with a wider footprint for mounting equipment with thicker cable bundles that would be difficult to fit in a basic rack. It’s ideal for multi-bay installations, or to insure more cooling airflow. The WRK series also offers seismic certification and open or removable sides.
Racks | Middle Atlantic | WRK-44-32LRD | 44SP/32D MULTIBAY WRK LRD | 2922 | 2629.8 | [8 empty] | 656747025259 | Y | 161 |  |  | https://assetserver.net/_assets/_prop65/shortform cancerandreprod_midat.jpg | US-United States | Mounts & Racks | Racks |  |  | 0 | Color Family: Black | Product Color: Black Powder Coat | Product Material: Steel | Static/Stationary Weight Capacity: 10000 lb | Height: 83.1" | 27.000 x 36.000 x 89.000 | The WRK series was designed with a wider footprint for mounting equipment with thicker cable bundles that would be difficult to fit in a basic rack. It's ideal for multi-bay installations, or to insure more cooling airflow. The WRK series also offers seismic certification and open or removable sides.
Racks | Middle Atlantic | WRK-44SA-27 | 44SP/27D WRK RACK | 2922 | 2629.8 | [8 empty] | 656747025341 | N | 208 | https://assetserver.net/_assets/middle atlantic/1000/wrk44sa27.jpg |  | https://assetserver.net/_assets/_prop65/shortform cancerandreprod_midat.jpg | US | Mounts & Racks | Racks |  |  | 0 | Fixed solid sides for security and to control airflow | 24-¼” overall width provides space for side cabling or cooling airflow | Convenient lacing points and slotted rail brackets for cable management | Standard front and rear adjustable 10-32 threaded rackrail with numbered spaces | Extra-wide rackrail features cable pass-throughs to facilitate front-to-rear cabling | 32.000 x 30.000 x 88.000 | A rack series with a wider footprint, the WRK-SA series is designed for mounting equipment with thicker cable bundles than would fit easily in a basic rack, or to increase cooling airflow. Stand-alone installations version features fixed solid sides and seismic certification.
Racks | Middle Atlantic | WRK-44SA-27LRD | 44SP/27D WRK RACK LRD | 2922 | 2629.8 | [8 empty] | 656747025365 | N | 192 | https://assetserver.net/_assets/middle atlantic/1000/wrk44sa27lrd.jpg |  | https://assetserver.net/_assets/_prop65/shortform cancerandreprod_midat.jpg | US-United States | Mounts & Racks | Racks |  |  | 0 | [5 empty] | 26.000 x 30.000 x 84.000 | Wide stand-alone design ideal for accommodating large cable bundles
Racks | Middle Atlantic | WRK-44SA-32 | 44SP/32D WRK RACK | 3153 | 2837.7 | [8 empty] | 656747025396 | Y | 1 | https://assetserver.net/_assets/middle atlantic/1000/wrk44sa32.jpg |  | https://assetserver.net/_assets/_prop65/prop65 label.jpg | CH | Mounts & Racks | Racks |  |  | 0 | Fixed solid sides for security and to control airflow | 24-¼” overall width provides space for side cabling or cooling airflow | Convenient lacing points and slotted rail brackets for cable management | Standard front and rear adjustable 10-32 threaded rackrail with numbered spaces | Extra-wide rackrail features cable pass-throughs to facilitate front-to-rear cabling | 38.000 x 30.000 x 89.000 | A rack series with a wider footprint, the WRK-SA series is designed for mounting equipment with thicker cable bundles than would fit easily in a basic rack, or to increase cooling airflow. Stand-alone installations version features fixed solid sides and seismic certification.
Racks | Middle Atlantic | WRK-44SA-32LRD | 44SP/32D WRK RACK LRD | 3153 | 2837.7 | [8 empty] | 656747025402 | Y | 214 |  |  | https://assetserver.net/_assets/_prop65/shortform cancerandreprod_midat.jpg | US-United States | Mounts & Racks | Racks |  |  | 0 | Product Color: Black | Product Material: Steel | Limited Warranty: Lifetime |  |  | 38.000 x 30.000 x 89.000
Racks | Middle Atlantic | WRK-RR24 | ADD.24SP RAIL KIT | 233 | 209.7 | [8 empty] | 656747025495 | Y | 12.11 |  |  | https://assetserver.net/_assets/_prop65/shortform cancerandreprod_midat.jpg | US-United States | Mounts & Racks | Racks |  |  | 0 | Features: Cable Management | Product Color: Black | Product Material: Steel | Limited Warranty: Lifetime |  | 44.000 x 5.000 x 3.000 | Solid 1/8-inch thick, extra-wide face, 10-32 threaded rail accommodates lacing. All mounting hardware included, sold in pairs.
Racks | Middle Atlantic | WRK-RR37 | ADD.37SP RAIL KIT | 257 | 231.3 | [8 empty] | 656747025501 | Y | 15 |  |  | https://assetserver.net/_assets/_prop65/shortform cancerandreprod_midat.jpg | US-United States | Mounts & Racks | Racks |  |  | 0 | Features: Cable Management | Weight (Approximate): 15 lb | Limited Warranty: Lifetime |  |  | 67.000 x 5.000 x 3.000 | Solid 1/8-inch thick, extra-wide face, 10-32 threaded rail accommodates lacing. All mounting hardware included, sold in pairs.
Racks | Middle Atlantic | WRK-RR40 | ADD.40SP RAIL KIT | 277 | 249.3 | [8 empty] | 656747025518 | Y | 17.35 |  |  | https://assetserver.net/_assets/_prop65/shortform cancerandreprod_midat.jpg | US-United States | Mounts & Racks | Racks |  |  | 0 | Features: Cable Management | Weight (Approximate): 17.35 lb | Limited Warranty: Lifetime |  |  | 72.000 x 5.000 x 3.000 | Solid 1/8-inch thick, extra-wide face, 10-32 threaded rail accommodates lacing. All mounting hardware included, sold in pairs.
Racks | Middle Atlantic | WRK-RR44 | ADD.44SP RAIL KIT | 299 | 269.1 | [8 empty] | 656747025525 | Y | 19.5 |  |  | https://assetserver.net/_assets/_prop65/shortform cancerandreprod_midat.jpg | US-United States | Mounts & Racks | Racks |  |  | 0 | Features: Cable Management | Product Color: Black | Product Material: Steel | Weight (Approximate): 20.22 lb | Limited Warranty: Lifetime | 78.500 x 4.750 x 3.250 | Solid 1/8-inch thick, extra-wide face, 10-32 threaded rail accommodates lacing. All mounting hardware included, sold in pairs.
Racks | Middle Atlantic | WRK-TEMP-27 | ROUGH-IN TEMPLATE FOR 27D WRK | 110 | 99 | [8 empty] | 656747030352 | Y | 4.15 |  |  | https://assetserver.net/_assets/_prop65/shortform cancerandreprod_midat.jpg | US-United States | Mounts & Racks | Racks |  |  | 0 | Template allows accurate installation planning and mounting | Designed for accurate single and multi-bay layouts |  |  |  | 29.000 x 34.000 x 0.500
Racks | Middle Atlantic | WRK-TEMP-32 | ROUGH-IN TEMPLATE FOR 32D WRK | 131 | 117.9 | [8 empty] | 656747030345 | Y | 4.49 |  |  | https://assetserver.net/_assets/_prop65/shortform cancerandreprod_midat.jpg | US-United States | Mounts & Racks | Racks |  |  | 0 | Template allows accurate installation planning and mounting | Designed for accurate single and multi-bay layouts |  |  |  | 29.000 x 38.000 x 0.500 | <p>Allows accurate single and multi-bay installation planning and mounting</p>
Racks | Middle Atlantic | WRK-Z4 | WRK SEISMIC BRACKETS | 101 | 90.9 | [8 empty] | 656747025532 | Y | 1.9 |  |  | https://assetserver.net/_assets/_prop65/shortform cancerandreprod_midat.jpg | US-United States | Mounts & Racks | Racks |  |  | 0 | Compatibility: <p>WRK Series</p> | Limited Warranty: Lifetime |  |  |  | 5.500 x 4.500 x 2.000
Racks | Middle Atlantic | WRPFD-37 | 37SP PLEXI FRONT DOOR FOR WR | 1053 | 947.7 | [8 empty] | 656747098550 | Y | 0 |  |  | https://assetserver.net/_assets/_prop65/shortform cancerandreprod_midat.jpg |  | Mounts & Racks | Racks |  |  | 0 | Adds a Layer of Protection to the Rack | 16-Gauge Steel Construction | Provides 3" Clearance from Enclosure |  |  | 75.000 x 22.000 x 0.000 | The WRPFD-37 Plexi Front Door from Middle Atlantic is an optional door designed for use with 37-space WR Series Roll Out Rotating Enclosure Systems. The door provides an additional layer of security and protection for your setup. The WRPFD-37 door provides 3" of clearance from the enclosure and has been designed to be installed on the WR-37-32 and WR-37-42.
Racks | Middle Atlantic | WRPFD-44 | 44SP PLEXI FRONT DOOR FOR WR | 1196 | 1076.4 | [8 empty] | 656747064760 | Y | 74 |  |  | https://assetserver.net/_assets/_prop65/prop65 label.jpg | US-United States | Mounts & Racks | Racks |  |  | 0 | Compatibility: <p>44-Space WR Series Enclosures</p> | Limited Warranty: 1 Year |  |  |  | 86.000 x 24.000 x 4.500 | Plexi front door, steel construction; provides 3 clearance from rail
Racks | Middle Atlantic | WR-RAP-24 | 24SP REAR ACCESS PANEL,WR | 333 | 299.7 | [8 empty] | 656747102912 | Y | 19.01 |  |  | https://assetserver.net/_assets/_prop65/shortform cancerandreprod_midat.jpg | US-United States | Mounts & Racks | Racks |  |  | 0 | Rear access panel | Requires only 2" minimum clearance for installation/removal | Black powder coat finish |  |  | 22.000 x 48.000 x 4.750
Racks | Middle Atlantic | WR-RAP-37 | 37SP REAR ACCESS PANEL FOR WR | 405 | 364.5 | [8 empty] | 656747065255 | Y | 27.6 |  |  | https://assetserver.net/_assets/_prop65/shortform cancerandreprod_midat.jpg | US | Mounts & Racks | Racks |  |  | 0 | Product Color: Black | Product Material: Steel | Compatibility: Middle Atlantic WR Series WR-37-32 Rack | Limited Warranty: Lifetime |  | 23.000 x 5.000 x 69.000
Racks | Middle Atlantic | WR-RAP-44 | 44SP REAR ACCESS PANEL FOR WR | 449 | 404.1 | [8 empty] | 656747065262 | Y | 50 |  |  | https://assetserver.net/_assets/_prop65/shortform cancerandreprod_midat.jpg | US-United States | Mounts & Racks | Racks |  |  | 0 | Product Color: Black | Limited Warranty: Lifetime |  |  |  | 85.000 x 23.000 x 3.750
Racks | Middle Atlantic | WR-RR-24 | 24SP ADDITIONAL RAIL KIT FOR WR | 153 | 137.7 | [8 empty] | 656747102905 | Y | 6.2 | https://assetserver.net/_assets/middle atlantic/1000/wrrr24.jpg |  | https://assetserver.net/_assets/_prop65/shortform cancerandreprod_midat.jpg | US | Mounts & Racks | Racks |  |  | 0 | Product Color: Black | Product Material: Steel | Height: 42" | Width: 1.3" | Depth: 2.5" | 43.000 x 4.000 x 2.000 | Heavy-gauge 10-32 threaded, sold as a pair
Racks | Middle Atlantic | WR-RR-37 | 37SP ADDITIONAL RAIL KIT FOR WR | 176 | 158.4 | [8 empty] | 656747060281 | Y | 8.8 | https://assetserver.net/_assets/middle atlantic/1000/wrrr37.jpg |  | https://assetserver.net/_assets/_prop65/shortform cancerandreprod_midat.jpg | US | Mounts & Racks | Racks |  |  | 0 | [5 empty] | 66.000 x 6.000 x 4.000 | Heavy-gauge 10-32 threaded, sold as a pair
Racks | Middle Atlantic | WR-RR-44 | 44SP ADDITIONAL RAIL KIT FOR WR | 208 | 187.2 | [8 empty] | 656747060298 | Y | 10.5 |  |  | https://assetserver.net/_assets/_prop65/shortform cancerandreprod_midat.jpg | US-United States | Mounts & Racks | Racks |  |  | 0 | Form Factor: Rack-mountable | Product Material: Steel | Rack Height: 44U | Environmentally Friendly: Yes | Environmental Certification: GREENGUARD | 79.250 x 3.500 x 1.500
Racks | Middle Atlantic | WS1-ISRK-21G | 1 BAY TOP FOR ISRK,GRAPHITE | 479 | 431.1 | [8 empty] | 656747063350 | Y | 33 |  |  | https://assetserver.net/_assets/_prop65/shortform cancerandreprod_midat.jpg | US-United States | Mounts & Racks | Racks |  |  | 0 | Maximum Load Capacity: 200 lb | Features: Scuff Resistant | Features: Lockable Door | Features: Cable Management | Features: T-mold | 29.000 x 25.000 x 4.000 | ISRK Series sloped rack features scuff resistant Glide-Away&trade; front door. For use in all applications where an under desk or mobile presentation rack is required, including control desk, mixing, testing, and recording desks. <br><br><ul><li>Rolls under all standard height desks</li><li>15 degree slope provides an ergonomic viewing angle when used under-desk</li><li>Scuff Resistant Glide-Away&trade; front door easily hides away, and requires minimal clearance in cramped environments</li><li>Features 12 useable rackspaces, front and rear, to ensure all useable space is accessible</li><li>Knockout on face of rack accept Decora style low-voltage switches or devices</li><li>Designed for effective passive thermal management</li><li>Secure, locking front door, full height locking rear door</li><li>Easily removable front and rear door</li><li>Abundant internal cable lacing points facilitate cable management</li><li>Removable electrical knockout panels for ease of cable entry/exit</li><li>
Racks | Middle Atlantic | WS3-M31-18 | 3 BAY MRK WRITING SHELF,18"DEEP | 1796 | 1616.4 | [8 empty] | 656747035913 | Y | 100 |  |  | https://assetserver.net/_assets/_prop65/shortform cancerandreprod_midat.jpg | US-United States | Mounts & Racks | Racks |  |  | 0 | Form Factor: Rack-mountable | Product Color: Black | Product Material: Laminate | Product Material: Graphite | Rack Height: 2U |  | Designed to provide a secure work surface, our new writing shelves are available for our WRK or MRK series enclosures. Offered in two, three, and four-bay sizes to span multiple ganged racks, these shelves feature an attractive 1-inch thick graphite-marbled laminate surface with a durable black T-mold edging. The supplied mounting system consists of sturdy steel-tubes that attach at both front and rear rackrail in each rack bay and extend beneath each writing shelf providing support. Additionally, each writing shelf includes cable pass-through holes with grommets providing effective cable management for laptops, computer keyboards, etc. Each writing shelf precludes the use of two front and two rear rackspaces. Custom sized writing shelves available-
Racks | Middle Atlantic | WS3-W27-24 | 3 BAY WRK WRITING SHELF,24"DEEP | 2029 | 1826.1 | [8 empty] | 656747043987 | Y | 112 |  |  | https://assetserver.net/_assets/_prop65/shortform cancerandreprod_midat.jpg | US-United States | Mounts & Racks | Racks |  |  | 0 | Form Factor: Rack-mountable | Product Color: Black | Product Material: Laminate | Product Material: Graphite | Rack Height: 2U |  | Designed to provide a secure work surface, our new writing shelves are available for our WRK or MRK series enclosures. Offered in two, three, and four-bay sizes to span multiple ganged racks, these shelves feature an attractive 1-inch thick graphite-marbled laminate surface with a durable black T-mold edging. The supplied mounting system consists of sturdy steel-tubes that attach at both front and rear rackrail in each rack bay and extend beneath each writing shelf providing support. Additionally, each writing shelf includes cable pass-through holes with grommets providing effective cable management for laptops, computer keyboards, etc. Each writing shelf precludes the use of two front and two rear rackspaces. Custom sized writing shelves available-
Racks | Middle Atlantic | WS3-W32-18 | 3 BAY WRK WRITING SHELF,18"DEEP | 1778 | 1600.2 | [8 empty] | 656747035951 | Y | 100 |  |  | https://assetserver.net/_assets/_prop65/shortform cancerandreprod_midat.jpg | US-United States | Mounts & Racks | Racks |  |  | 0 | Form Factor: Rack-mountable | Product Color: Black | Product Material: Laminate | Product Material: Graphite | Rack Height: 2U |  | Designed to provide a secure work surface, our new writing shelves are available for our WRK or MRK series enclosures. Offered in two, three, and four-bay sizes to span multiple ganged racks, these shelves feature an attractive 1-inch thick graphite-marbled laminate surface with a durable black T-mold edging. The supplied mounting system consists of sturdy steel-tubes that attach at both front and rear rackrail in each rack bay and extend beneath each writing shelf providing support. Additionally, each writing shelf includes cable pass-through holes with grommets providing effective cable management for laptops, computer keyboards, etc. Each writing shelf precludes the use of two front and two rear rackspaces. Custom sized writing shelves available-
Racks | Middle Atlantic | WS4-M26-18 | 4 BAY MRK WRITING SHELF,18"DEEP | 2305 | 2074.5 | [8 empty] | 656747035906 | Y | 129 |  |  | https://assetserver.net/_assets/_prop65/shortform cancerandreprod_midat.jpg | US-United States | Mounts & Racks | Racks |  |  | 0 | Form Factor: Rack-mountable | Product Color: Black | Product Material: Laminate | Product Material: Graphite | Rack Height: 2U |  | Designed to provide a secure work surface, our new writing shelves are available for our WRK or MRK series enclosures. Offered in two, three, and four-bay sizes to span multiple ganged racks, these shelves feature an attractive 1-inch thick graphite-marbled laminate surface with a durable black T-mold edging. The supplied mounting system consists of sturdy steel-tubes that attach at both front and rear rackrail in each rack bay and extend beneath each writing shelf providing support. Additionally, each writing shelf includes cable pass-through holes with grommets providing effective cable management for laptops, computer keyboards, etc. Each writing shelf precludes the use of two front and two rear rackspaces. Custom sized writing shelves available-
Racks | Middle Atlantic | WS4-M26-24 | 4 BAY MRK WRITING SHELF,24"DEEP | 2564 | 2307.6 | [8 empty] | 656747044007 | Y | 145 |  |  | https://assetserver.net/_assets/_prop65/shortform cancerandreprod_midat.jpg | US-United States | Mounts & Racks | Racks |  |  | 0 | Form Factor: Rack-mountable | Product Color: Black | Product Material: Laminate | Product Material: Graphite | Rack Height: 2U |  | Designed to provide a secure work surface, our new writing shelves are available for our WRK or MRK series enclosures. Offered in two, three, and four-bay sizes to span multiple ganged racks, these shelves feature an attractive 1-inch thick graphite-marbled laminate surface with a durable black T-mold edging. The supplied mounting system consists of sturdy steel-tubes that attach at both front and rear rackrail in each rack bay and extend beneath each writing shelf providing support. Additionally, each writing shelf includes cable pass-through holes with grommets providing effective cable management for laptops, computer keyboards, etc. Each writing shelf precludes the use of two front and two rear rackspaces. Custom sized writing shelves available-
Racks | Middle Atlantic | WS4-M31-18 | 4 BAY MRK WRITING SHELF,18"DEEP | 2305 | 2074.5 | [8 empty] | 656747035920 | Y | 133 |  |  | https://assetserver.net/_assets/_prop65/shortform cancerandreprod_midat.jpg | US-United States | Mounts & Racks | Racks |  |  | 0 | Form Factor: Rack-mountable | Product Color: Black | Product Material: Laminate | Product Material: Graphite | Rack Height: 2U |  | Designed to provide a secure work surface, our new writing shelves are available for our WRK or MRK series enclosures. Offered in two, three, and four-bay sizes to span multiple ganged racks, these shelves feature an attractive 1-inch thick graphite-marbled laminate surface with a durable black T-mold edging. The supplied mounting system consists of sturdy steel-tubes that attach at both front and rear rackrail in each rack bay and extend beneath each writing shelf providing support. Additionally, each writing shelf includes cable pass-through holes with grommets providing effective cable management for laptops, computer keyboards, etc. Each writing shelf precludes the use of two front and two rear rackspaces. Custom sized writing shelves available-
Racks | Middle Atlantic | WS4-S18-GOF | 4 BAY CONSOLE GRAPH WS,OAK FUL | 2997 | 2697.3 | [8 empty] | 656747045288 | Y | 130 |  |  | https://assetserver.net/_assets/_prop65/shortform cancerandreprod_midat.jpg | US-United States | Mounts & Racks | Racks |  |  | 0 | Base Included: No | Edge Style: Beveled | Top Color/Finish: Black | Top Color/Finish: Graphite | Top Color/Finish: Laminated | 93.000 x 24.000 x 4.000
Racks | Middle Atlantic | WS4-W27-18 | 4 BAY WRK WRITING SHELF,18"DEEP | 2285 | 2056.5 | [8 empty] | 656747035944 | Y | 133 |  |  | https://assetserver.net/_assets/_prop65/shortform cancerandreprod_midat.jpg | US-United States | Mounts & Racks | Racks |  |  | 0 | Application/Usage: Notebook | Application/Usage: Computer | Application/Usage: Keyboard | Features: Cable Management | Form Factor: Rack-mountable |  | <p>Designed to provide an ergonomic work space, work surfaces are available for select WRK Series enclosures. Offered in four-bay sizes to span multiple ganged racks, these shelves feature an attractive 1" thick graphite-marbled laminate surface with a durable black T-mold edging. The supplied mounting system consists of sturdy steel tubes that attach to both the front and rear rackrail in each rack bay and extend beneath each work surface, providing support. Additionally, each work surface includes cable pass-through with grommets providing effective cable management for laptops, computer keyboards, etc. Each work surface requires the use of two front and two rear rackspaces. Custom sizes available, please call for details.</p> <ul> <li>1" thick graphite laminated surface with durable black t-mold edging</li> <li>Strong steel support tubes fasten to front and rear rackrail</li> <li>Includes grommeted cable pass-throughs</li> <li>Precludes the use of two rackspaces (front and rear)</li> <li>Compatible with WRK 27" deep racks</li> </ul>
Racks | Middle Atlantic | WS4-W27-24 | 4 BAY WRK WRITING SHELF,24"DEEP | 2536 | 2282.4 | [8 empty] | 656747044021 | Y | 149 |  |  | https://assetserver.net/_assets/_prop65/shortform cancerandreprod_midat.jpg | US-United States | Mounts & Racks | Racks |  |  | 0 | Application/Usage: Notebook | Application/Usage: Computer | Application/Usage: Keyboard | Features: Cable Management | Form Factor: Rack-mountable |  | <p>Designed to provide an ergonomic work space, work surfaces are available for select WRK Series enclosures. Offered in four-bay sizes to span multiple ganged racks, these shelves feature an attractive 1" thick graphite-marbled laminate surface with a durable black T-mold edging. The supplied mounting system consists of sturdy steel tubes that attach to both the front and rear rackrail in each rack bay and extend beneath each work surface, providing support. Additionally, each work surface includes cable pass-through with grommets providing effective cable management for laptops, computer keyboards, etc. Each work surface requires the use of two front and two rear rackspaces. Custom sizes available, please call for details.</p> <ul> <li>1" thick graphite laminated surface with durable black t-mold edging</li> <li>Strong steel support tubes fasten to front and rear rackrail</li> <li>Includes grommeted cable pass-throughs</li> <li>Precludes the use of two rackspaces (front and rear)</li> <li>Compatible with WRK 27" deep racks</li> </ul>
Racks | Middle Atlantic | WS4-W32-18 | 4 BAY WRK WRITING SHELF,18"DEEP | 2369 | 2132.1 | [8 empty] | 656747035968 | Y | 133 |  |  | https://assetserver.net/_assets/_prop65/shortform cancerandreprod_midat.jpg | US-United States | Mounts & Racks | Racks |  |  | 0 | Form Factor: Rack-mountable | Product Color: Graphite | Product Material: Steel | Height: 2.5" | Width: 97" |  | Designed to provide an ergonomic work space, work surfaces are available for select WRK Series enclosures. Offered in fourÂ­bay sizes to span multiple ganged racks, these shelves feature an attractive 1" thick graphite marbled laminate surface with a durable black TÂ­mold edging. The supplied mounting system consists of sturdy steel tubes that attach to both the front and rear rackrail in each rack bay and extend beneath each work surface, providing support. Additionally, each work surface includes cable passÂ­through with grommets providing effective cable management for laptops, computer keyboards, etc. Each work surface requires the use of two front and two rear rackspaces. Custom sizes available, please call for details.<br /> <ul> <li>1" thick graphite laminated surface with durable black tÂ­mold edging</li> <li>Strong steel support tubes fasten to front and rear rackrail</li> <li>Includes grommeted cable passÂ­throughs</li> <li>Precludes the use of two rackspaces (front and rear)</li> <li>Compatible with WRK 32" deep racks</li> </ul>
Racks | Middle Atlantic | WS4-W32-24 | 4 BAY WRK WRITING SHELF,24"DEEP | 2536 | 2282.4 | [8 empty] | 656747044038 | Y | 149 |  |  | https://assetserver.net/_assets/_prop65/shortform cancerandreprod_midat.jpg | US-United States | Mounts & Racks | Racks |  |  | 0 | Application/Usage: Notebook | Application/Usage: Computer | Application/Usage: Keyboard | Features: Cable Management | Form Factor: Rack-mountable |  | <p>Designed to provide an ergonomic work space, work surfaces are available for select WRK Series enclosures. Offered in four-bay sizes to span multiple ganged racks, these shelves feature an attractive 1" thick graphite-marbled laminate surface with a durable black T-mold edging. The supplied mounting system consists of sturdy steel tubes that attach to both the front and rear rackrail in each rack bay and extend beneath each work surface, providing support. Additionally, each work surface includes cable pass-through with grommets providing effective cable management for laptops, computer keyboards, etc. Each work surface requires the use of two front and two rear rackspaces. Custom sizes available, please call for details.</p> <ul> <li>1" thick graphite laminated surface with durable black t-mold edging</li> <li>Strong steel support tubes fasten to front and rear rackrail</li> <li>Includes grommeted cable pass-throughs</li> <li>Precludes the use of two rackspaces (front and rear)</li> <li>Compatible with WRK 32" deep racks</li> </ul>
Racks | Middle Atlantic | WSB1 | 1SP FLANGED WRINKLE BLANK | 27 | 24.3 | [8 empty] | 656747132506 | Y | 1 |  |  | https://assetserver.net/_assets/_prop65/shortform cancerandreprod_midat.jpg | NO | Mounts & Racks | Racks |  |  | 0 | Product Color: Black Powder Coat | Product Material: Steel | Compatible Rack Height: 1U | Height: 1.8" | Width: 19" | 19.000 x 2.000 x 0.500 | <p>Flanged panel, steel construction; black wrinkle finish</p> <ul> <li>Solid blank panels</li> <li>Flanged steel construction</li> <li>Black wrinkle powder coat finish</li> </ul>
Racks | Middle Atlantic | WSB2 | 2SP FLANGED WRINKLE BLANK | 38 | 34.2 | [8 empty] | 656747132513 | Y | 1 |  |  | https://assetserver.net/_assets/_prop65/shortform cancerandreprod_midat.jpg | NO | Mounts & Racks | Racks |  |  | 0 | Product Color: Black Powder Coat | Product Material: Steel | Compatible Rack Height: 2U | Height: 3.5" | Width: 19" | 19.000 x 3.500 x 0.500 | <p>Flanged panel, steel construction; black wrinkle finish</p> <ul> <li>Solid blank panels</li> <li>Flanged steel construction</li> <li>Black wrinkle powder coat finish</li> </ul>
Racks | Middle Atlantic | WSB3 | 3SP FLANGED WRINKLE BLANK | 45 | 40.5 | [8 empty] | 656747132520 | Y | 1.7 |  |  | https://assetserver.net/_assets/_prop65/shortform cancerandreprod_midat.jpg | US-United States | Mounts & Racks | Racks |  |  | 0 | Product Color: Black Powder Coat | Product Material: Steel | Compatible Rack Height: 3U | Height: 5.3" | Width: 19" | 19.000 x 5.300 x 0.500 | <p>Flanged panel, steel construction; black wrinkle finish</p> <ul> <li>Solid blank panels</li> <li>Flanged steel construction</li> <li>Black wrinkle powder coat finish</li> </ul>
Racks | Middle Atlantic | WSB4 | 4P FLANGED WRINKLE BLANK | 46 | 41.4 | [8 empty] | 656747132537 | Y | 2 |  |  | https://assetserver.net/_assets/_prop65/shortform cancerandreprod_midat.jpg | US-United States | Mounts & Racks | Racks |  |  | 0 | Device Supported: Rack | Product Color: Black Wrinkle | Product Material: Steel | Compatible Rack Height: 4U | Height: 7" | 19.000 x 7.000 x 0.500 | <p>Flanged panel, steel construction; black wrinkle finish</p> <ul> <li>Solid blank panels</li> <li>Flanged steel construction</li> <li>Black wrinkle powder coat finish</li> </ul>
Racks | Middle Atlantic | WUSS11.5 | WIDE UNIT SHELF SYS 11.5DP | 130 | 117 | [8 empty] | 656747025679 | Y | 7.85 |  |  | https://assetserver.net/_assets/_prop65/shortform cancerandreprod_midat.jpg | US-United States | Mounts & Racks | Racks |  |  | 0 | [5 empty] | 18.000 x 23.000 x 4.000
Racks | Middle Atlantic | WUSS14 | WIDE UNIT SHELF SYS 14DP | 136 | 122.4 | [8 empty] | 656747034497 | Y | 8.77 | https://assetserver.net/_assets/middle atlantic/1000/wuss14.jpg |  | https://assetserver.net/_assets/_prop65/shortform cancerandreprod_midat.jpg | US-United States | Mounts & Racks | Racks |  |  | 0 | Product Color: Black | Product Material: Steel | Maximum Weight Capacity: 50 lb | Depth: 14" | Limited Warranty: Lifetime | 18.000 x 23.000 x 4.000 | Accommodating components too wide to fit the 17-3/8-inch inside width of standard rackshelves, these shelf systems fit units up to 22-1/2-inch wide, and either bolt into millwork or to the mounting angle of standard rackrail. Occupies 3 rackspaces, the WUSS system comes complete with a pair of ears, a bottom, and appropriate assembly hardware.
Racks | Middle Atlantic | WUSS15.5 | WIDE UNIT SHELF SYS 15.5DP | 138 | 124.2 | [8 empty] | 656747025686 | Y | 10.36 |  |  | https://assetserver.net/_assets/_prop65/shortform cancerandreprod_midat.jpg | US-United States | Mounts & Racks | Racks |  |  | 0 | [5 empty] | 18.000 x 23.000 x 4.000
Racks | Middle Atlantic | WUSS17.5 | WIDE UNIT SHELF SYS 17.5DP | 143 | 128.7 | [8 empty] | 656747025693 | Y | 10.66 | https://assetserver.net/_assets/middle atlantic/1000/wuss17.5.jpg |  | https://assetserver.net/_assets/_prop65/shortform cancerandreprod_midat.jpg | US-United States | Mounts & Racks | Racks |  |  | 0 | Product Color: Black | Product Material: Steel | Maximum Weight Capacity: 50 lb | Depth: 17.5" | Limited Warranty: Lifetime | 18.000 x 23.000 x 4.000 | Accommodating components too wide to fit the 17-3/8-inch inside width of standard rackshelves, these shelf systems fit units up to 22-1/2-inch wide, and either bolt into millwork or to the mounting angle of standard rackrail. Occupies 3 rackspaces, the WUSS system comes complete with a pair of ears, a bottom, and appropriate assembly hardware.50 lb. Weight Capacity.
Racks | Middle Atlantic | WUSS20.5 | WIDE UNIT SHELF SYS 20.5DP | 156 | 140.4 | [8 empty] | 656747025709 | Y | 12.93 |  |  | https://assetserver.net/_assets/_prop65/shortform cancerandreprod_midat.jpg | US-United States | Mounts & Racks | Racks |  |  | 0 | [5 empty] | 18.000 x 23.000 x 4.000
Racks | Middle Atlantic | XLRM6 | MALE XLR (6) PORT UCP PNL | 30 | 27 | [8 empty] | 656747026034 | Y | 0.11 |  |  | https://assetserver.net/_assets/_prop65/shortform cancerandreprod_midat.jpg | US-United States | Mounts & Racks | Racks |  |  | 0 | Product Color: Black | Product Material: Aluminum | Height: 3.5" | Width: 3.4" | Depth: 0.1" | 3.375 x 3.500 x 0.188
Rack Accessories | Middle Atlantic | 5-14 | SLIM-5 KNOCK DOWN 14SP,20"DP | 615 | 553.5 | [8 empty] | 656747000935 | Y | 31.91 |  |  | https://assetserver.net/_assets/_prop65/shortform cancerandreprod_midat.jpg | US-United States | Mounts & Racks | Rack Accessories |  |  | 0 | Lightweight, open design is easy to work with | Bolt-together design allows for flat shipment via UPS | Unique interlocking corner joint for exceptional strength and easy assembly | Accepts optional removable steel side panels for security and control airflow | Accepts optional attractive thermolaminate top and side panels | 20.500 x 23.000 x 8.500 | Our popular Slim 5 Series rack frame system meets a wide range of project requirements. Available in 12 standard sizes and any height from 8 to 43 spaces, the Slim 5 series ships ready-to-assemble. Strong steel construction with wide open access for easy integration.
Rack Accessories | Middle Atlantic | 5-RS16 | 16"CFR BOTTOM RUNNER SET | 63 | 56.7 | [8 empty] | 656747111549 | Y | 0.9 |  |  | https://assetserver.net/_assets/_prop65/shortform cancerandreprod_midat.jpg | US-United States | Mounts & Racks | Rack Accessories |  |  | 0 | Provides a space-saving method for sliding small racks into millwork openings | Wear resistant, low friction material is kind to most furniture surfaces |  |  |  | 23.000 x 3.500 x 1075.000
Rack Accessories | Middle Atlantic | A12-22CS | Replc Part - BOXED,DWR-12-22 CENTER | 588 | 588 | [9 empty] | Y | 1 |  |  | https://assetserver.net/_assets/_prop65/ca prop 65 short form label.jpg | US-United States | Mounts & Racks | Rack Accessories |  |  | 0 | [5 empty] | 15.000 x 3.000 x 1.000
Rack Accessories | Middle Atlantic | A24BP | Back panel for DWR-24-22 | [11 empty] | Y | 1 |  |  | https://assetserver.net/_assets/_prop65/ca prop 65 short form label.jpg | US-United States | Mounts & Racks | Rack Accessories |  |  | 0 | Device Supported: Rack | Compatibility: <p>DWR24XX</p> | Country of Origin: United States |  |  | 15.000 x 3.000 x 1.000
Rack Accessories | Middle Atlantic | ACC-HANDLE1-MAH | ACCY HANDLE,1 BAY,MODERN,ALUMINUM | 119 | 107.1 | [8 empty] | 656747221088 | Y | 0.26 |  |  | https://assetserver.net/_assets/_prop65/shortform cancerandreprod_midat.jpg | US-United States | Mounts & Racks | Rack Accessories |  |  | 0 | Sleek aluminum handle to compliment Sota and Moderno style furniture | Designed specifically for high pressure laminate (HPL) wood kits |  |  |  | 13.000 x 1.000 x 1.000 | Handle, 1Bay, Modern, Aluminum
Rack Accessories | Middle Atlantic | ACC-LOCK1-BKH | ACCY LOCK,1 BAY,BLACK | 71 | 63.9 | [8 empty] | 656747222504 | Y | 0.3 |  |  | https://assetserver.net/_assets/_prop65/shortform cancerandreprod_midat.jpg | US-United States | Mounts & Racks | Rack Accessories |  |  | 0 | Product Color: Black | Compatibility: <p>Legrand AV C5 Series Credenza</p> |  |  |  | 2.000 x 1.000 x 2.000 | The Middle Atlantic ACC-LOCK1-BKH is an essential accessory designed to keep your valuable equipment and connections secure within furniture setups. With its sturdy lock mechanism, this accessory provides peace of mind by preventing unauthorized access and tampering. Finished in sleek black, it not only ensures security but also adds a touch of sophistication to your furniture ensemble. Specifically crafted for compatibility with high-pressure laminate (HPL) wood kits, the ACC-LOCK1-BKH seamlessly integrates into your existing furniture setups without compromising aesthetics or functionality. Whether you're safeguarding sensitive equipment or maintaining the integrity of your connections, this lock is the ideal solution for ensuring the security and reliability of your setup. Upgrade your furniture with the Middle Atlantic ACC-LOCK1-BKH to enjoy enhanced protection and peace of mind.
Rack Accessories | Middle Atlantic | AFACE3 DECORA DEC3 | 3 DECORA PLATE - RACK MOUNT | 161 | [10 empty] | Y | 1 |  |  |  |  | Mounts & Racks | Rack Accessories |  |  | 0
Rack Accessories | Middle Atlantic | AUTT22SQWSTSMCHG | Wide Slant 2x2FT Standard, Charc. Gray | 146 | 131.4 | [9 empty] | Y | 0 | https://assetserver.net/_assets/middle atlantic/1000/autt22sqwstsmchg.jpg |  |  | US-United States of America | Mounts & Racks | Rack Accessories |  |  | 0 | [6 empty] | Double Arc 2'x2', Standard, Charc. Gray. Easily transition from ceiling to walls with TruTile™ wall tiles. Curved and linear designs intended for vertical or horizontal installation on walls. 2'x2' modular acoustic wall tiles made of PET felt. Available in a wide color palette, ranging from neutral to bold. Play with tile design and orientation to create bespoke installations. Supports diverse applications with square tiles that can be applied over large surface areas. A quick, easy, and budget-friendly way to transform spaces. Easy installation with common construction adhesives. Improve noise and reverberation levels in conference rooms, offices, reception areas, hospitality spaces, and educational facilities.
Rack Accessories | Middle Atlantic | AXS-IR-3832-26 | AXS-35-26 IN RACK 3832 | 3446 | 3101.4 | [8 empty] | 0656747388125 | N | 1 | https://assetserver.net/_assets/middle atlantic/1000/axsir383226.jpg | https://assetserver.net/_assets/middle atlantic/pdf/axsir383226-spec.pdf |  | US-United States | Mounts & Racks | Rack Accessories |  |  | 0 | 35 useable RUs in a 38RU enclosure | 26" of useable depth in a32" deep enclosure | The rack can be pre-installed on-site allowing for equipment installation and cabling to be done off-site in the AXS system | Seismically rated when installed with AXS-IR-Z4K kit | Meets OSHPD OPM requirements in the State of California when using AXS-IR-Z4K seismic mounting kit | 30.000 x 32.000 x 89.000 | Roll entire bays of equipment straight out for service and installation flexibility. A factory-assembled AXS system in a rack (IR) is ideal for access to rear equipment connections or when space-limited environments require equipment bays to be placed up against a wall.
Rack Accessories | Middle Atlantic | AXS-IR-4132-26 | AXS-38-26 IN RACK 4132 | 3687 | 3318.3 | [9 empty] | N | 183 |  |  | https://assetserver.net/_assets/_prop65/prop65 label.jpg | US-United States | Mounts & Racks | Rack Accessories |  |  | 0 | Rack Type: Open Frame | Features: Cable Management | Features: Fixed Front Rail | Form Factor: Floor Standing | Product Color: Black Powder Coat | 30.000 x 32.000 x 89.000 | <p>Roll entire bays of equipment straight out for service and installation flexibility. A factory-assembled AXS system in a rack (IR) is ideal for access to rear equipment connections or when space-limited environments require equipment bays to be placed up against a wall.</p> <ul> <li>38 useable RUs in a 45RU enclosure</li> <li>26" of useable depth in a32" deep enclosure</li> <li>The rack can be pre-installed on-site allowing for equipment installation and cabling to be done off-site in the AXS system</li> <li>Seismically rated when installed with AXS-IR-Z4K kit</li> <li>Meets OSHPD OPM requirements in the State of California when using AXS-IR-Z4K seismic mounting kit</li> <li>AXS includes standard fixed front and rear 10-32 threaded rackrail with numbered spaces</li> <li>Includes extending cable carriers for effective cable management when the AXS is pulled out or retracted</li> <li>Includes rack, rack frame, cable carriers, base, and safety leashes</li> <li>Service Tracks are required to pull AXS out of Host Enclosure for servicing</li> <li>Accepts standard BGR options like doors, side panels, tops, etc. (see below for all Compatible Products)</li> </ul> <p><b> </b></p>
Rack Accessories | Middle Atlantic | AXS-IR-4527-20 | AXS-42 IN RACK 4527 | 3378 | 3040.2 | [8 empty] | 656747388156 | N | 183 |  |  | https://assetserver.net/_assets/_prop65/prop65 label.jpg | US-United States | Mounts & Racks | Rack Accessories |  |  | 0 | Features: Fixed Front Rail | Features: Cable Management | Form Factor: Floor Standing | Product Color: Black | Rack Height: 42U | 30.000 x 32.000 x 89.000
Rack Accessories | Middle Atlantic | AXS-IR-Z4K | AXS IR 38-45RU SEISMIC KIT | 376 | 338.4 | [8 empty] | 656747388170 | Y | 3 | https://assetserver.net/_assets/middle atlantic/1000/axsirz4k.jpg |  | https://assetserver.net/_assets/_prop65/prop65 label.jpg | US | Mounts & Racks | Rack Accessories |  |  | 0 | Product Color: Black Powder Coat | Maximum Weight Capacity: 650 lb | Height: 83.1" | Width: 24" | Depth: 32.6" |  | Seismic mounting kit for AXS-IR. When properly installed, seismic floor anchor brackets bring Seismic and OSHPD OPM Certification to the AXS-IR Series enclosure to applicable Zone 4, Seismic Design Category (SDC) "D" and Seismic Use Group III Upper Floor Essential Equipment rating and have an Ip rating of 1.5. Includes four brackets.
Rack Accessories | Middle Atlantic | AXS-TEXTRIM | PAIR OF TEXTURED TRIM FOR AXS | 102 | 91.8 | [8 empty] | 656747040689 | Y | 1.2 |  |  | https://assetserver.net/_assets/_prop65/shortform cancerandreprod_midat.jpg | US-United States | Mounts & Racks | Rack Accessories |  |  | 0 | Color Family: Other | Product Color: Black Powder Coat | Product Material: Steel | Height: 77" | Environmentally Friendly: Yes | 19.000 x 2.500 x 1.000
Rack Accessories | Middle Atlantic | AXS-WT25 | AXS CABLE CARRIER WIRE TRAY 25" | 111 | 99.9 | [8 empty] | 656747056024 | Y | 3.1 |  |  | https://assetserver.net/_assets/_prop65/shortform cancerandreprod_midat.jpg | US-United States | Mounts & Racks | Rack Accessories |  |  | 0 | [5 empty] | 24.000 x 16.000 x 2.000 | The AXS system allows an entire bay of equipment to pull out for</b> easy installation or service. The telescoping service stand and tracks </b>disconnect for storage.</b>
Rack Accessories | Middle Atlantic | AXS-WT50 | AXS CABLE CARRIER WIRE TRAY 50" | 136 | 122.4 | [8 empty] | 656747056031 | Y | 4.4 |  |  | https://assetserver.net/_assets/_prop65/shortform cancerandreprod_midat.jpg | US-United States | Mounts & Racks | Rack Accessories |  |  | 0 | [5 empty] | 24.000 x 16.000 x 2.000 | The AXS system allows an entire bay of equipment to pull out for</b> easy installation or service. The telescoping service stand and tracks </b>disconnect for storage.</b>
Rack Accessories | Middle Atlantic | BGR-45SA-27 | 45SP/27D STAND ALONE BGR | 2321 | 2088.9 | [8 empty] | 656747139901 | N | 191 | https://assetserver.net/_assets/middle atlantic/1000/bgr45sa27.jpg |  | https://assetserver.net/_assets/_prop65/shortform cancerandreprod_midat.jpg | US-United States | Mounts & Racks | Rack Accessories |  |  | 0 | Features: Cable Management | Features: Adjustable Mounting Rails | Form Factor: Floor Standing | Product Color: Black | Product Material: Steel | 24.750 x 29.000 x 83.000 | BGR = Breakthrough Next-Generation Rack<br /><br />This is the -inchNext Generation-inch Rack you have been wanting! BGR-SA series racks have higher weight capacities, provide more useable rackspace, and incorporate more functionality than any other rack system on the market. Features the revolutionary patent-pending LeverLock&trade; system for tool free installation of cable management accessories. New options include brush grommet rear doors and problem-solving extender bays. Choose a BGR enclosure for the highest level of space efficiency and strength available, and to enable the use of the latest options for installation flexibility. This stand-alone version includes fixed vented side panels. Structural Features</b>. <ul> <li>Breakthrough design provides more useable rack height - for example, the 45 space version is shorter than 44 space alternative models</li> <li>Accepts patent-pending LeverLock&trade; system accessories for fast, flexible cable management and mounting of small
Rack Accessories | Middle Atlantic | BGR-RD25 | 25SP BGR REAR DOOR | 337 | 303.3 | [8 empty] | 656747246579 | Y | 14 |  |  | https://assetserver.net/_assets/_prop65/prop65 label.jpg | US-United States | Mounts & Racks | Rack Accessories |  |  | 0 | Compatible Rack Height: 25U | Compatibility: <p>BGR Series Racks</p> |  |  |  | 47.250 x 21.625 x 5.000
Rack Accessories | Middle Atlantic | BGR-RD41 | 41SP BGR REAR DOOR | 403 | 362.7 | [8 empty] | 656747246593 | Y | 15.6 |  |  | https://assetserver.net/_assets/_prop65/prop65 label.jpg | US-United States | Mounts & Racks | Rack Accessories |  |  | 0 | Compatible Rack Height: 41U | Compatibility: <p>BGR Series Racks</p> |  |  |  | 72.000 x 20.000 x 1.000
Rack Accessories | Middle Atlantic | BGR-RDC25 | 25SP BGR REAR CABLE DOOR | 337 | 303.3 | [8 empty] | 656747147555 | Y | 16 |  |  | https://assetserver.net/_assets/_prop65/shortform cancerandreprod_midat.jpg | US-United States | Mounts & Racks | Rack Accessories |  |  | 0 | Product Color: Black | Product Material: Steel | Compatible Rack Height: 25U | Height: 44.6" | Width: 20.3" | 43.000 x 5.000 x 21.000
Rack Accessories | Middle Atlantic | BGR-RR41 | 41SP,BGR,ADDL RAIL,PAIR | 227 | 204.3 | [8 empty] | 656747147654 | Y | 14 |  |  | https://assetserver.net/_assets/_prop65/shortform cancerandreprod_midat.jpg | US-United States | Mounts & Racks | Rack Accessories |  |  | 0 | Device Supported: Rack | Limited Warranty: Lifetime |  |  |  | 73.000 x 5.000 x 3.000
Rack Accessories | Middle Atlantic | BPFD-45 | 45SP,PLEXI FRONT DOOR | 1096 | 986.4 | [8 empty] | 656747138263 | Y | 62 |  |  | https://assetserver.net/_assets/_prop65/shortform cancerandreprod_midat.jpg | US-United States | Mounts & Racks | Rack Accessories |  |  | 0 | Product Color: Black | Product Material: Plexiglas | Product Material: Steel | Compatible Rack Height: 45U | Height: 81.7" | 23.340 x 3.420 x 86.000
Rack Accessories | Middle Atlantic | BR1 | 1SP PANEL W/BRUSH GROMMET | 96 | 86.4 | [8 empty] | 656747056581 | Y | 1.6 | https://assetserver.net/_assets/middle atlantic/1000/br1.jpg |  | https://assetserver.net/_assets/_prop65/shortform cancerandreprod_midat.jpg | US-United States | Mounts & Racks | Rack Accessories |  |  | 0 | Compatible Rack Height: 1U | Height: 1.8" | Limited Warranty: Lifetime |  |  | 22.000 x 4.500 x 2.000 | The brush grommet panels provide a clean, organized cable entry method when used in conjunction with any work surface. Features a built-in cable management tray. Available in 1 and NEW 2 space versions. 2 space brush grommet panel fits in opening on all MW Series top options.
Rack Accessories | Middle Atlantic | CAB-COOL | CABINET COOL SYSTEM | 210 | 189 | [8 empty] | 656747082825 | Y | 1.3 |  |  | https://assetserver.net/_assets/_prop65/shortform cancerandreprod_midat.jpg | CN-China | Mounts & Racks | Rack Accessories |  |  | 0 | Number of Fans: 1 | Maximum Airflow: 20 CFM | Noise Levels: 24 dB | Product Color: Black | Fan Height: 4.50" | 6.000 x 6.000 x 6.000 | Remove heat generated by components located in smaller cabinets and entertainment centers. Operating only when needed to minimize dust, this quiet cooling device features an aesthetically designed vent that can be painted to match its environment.The quiet, internal fan activates automatically when temperatures generated by hot-running equipment reach damaging levels.
Rack Accessories | Middle Atlantic | CAB-COOL50 | CABINET COOLER,50CFM | 425 | 382.5 | 1 |  |  | 1 |  |  |  |  | 656747186554 | Y | 3.6 |  |  | https://assetserver.net/_assets/_prop65/shortform cancerandreprod_midat.jpg | US-United States | Mounts & Racks | Rack Accessories |  |  | 0 | Product Color: Black | Height: 2.8" | Width: 10.6" | Depth: 10.2" | Application/Usage: Cabinet | 14.600 x 14.400 x 5.300 | Middle Atlantic offers this unique set of products called Quiet-Cool Series, which was designed to provide effective thermal management for several specific installation environments. Every product in this series employs smart thermostatic control to save energy and reduce unnecessary noise.
Rack Accessories | Middle Atlantic | CBS-ERK-25 | CASTER BASE FOR ERK 25DP | 360 | 324 | [8 empty] | 656747003325 | Y | 19.2 |  |  | https://assetserver.net/_assets/_prop65/shortform cancerandreprod_midat.jpg | US-United States | Mounts & Racks | Rack Accessories |  |  | 0 | Maximum Load Capacity: 1300 lb | Product Color: Black | Compatibility: <p>Middle Atlantic ERK Series 25" Deep Rack Enclosure</p> | Limited Warranty: 7 Year |  | 28.250 x 24.500 x 5.500 | <p>With a 1300 lb. capacity, our commercial grade caster bases are equipped with heavy duty non-locking 3" swivel wheels and are UL listed in the US and Canada. Each base comes with its wheels preinstalled to save time, fits inside rack, and raises total rack height only by rack 3-3/4". Caster base works with LF leveling feet.</p>
Rack Accessories | Middle Atlantic | CFR-16-20 | 16 SPACE,CABINET FRAME RACK,20"DEEP | 639 | 575.1 | [8 empty] | 656747133367 | Y | 33.9 |  |  | https://assetserver.net/_assets/_prop65/shortform cancerandreprod_midat.jpg | US | Mounts & Racks | Rack Accessories |  |  | 0 | Product Color: Black Powder Coat | Product Material: Steel | Maximum Weight Capacity: 250 lb | Height: 28.9" | Width: 19.3" | 25.000 x 23.000 x 31.000 | <p>CFR series low profile design maximizes usable rackspace in entertainment systems, cabinets and similar spaces. Strong, welded steel frame construction allows for pre-loading equipment and transportation to the installation site.</p>
Rack Accessories | Middle Atlantic | CWR-OFRR26 | OFF-SET RAIL KIT,26SP CWR | 176 | 158.4 | [8 empty] | 656747113345 | Y | 16 |  |  | https://assetserver.net/_assets/_prop65/shortform cancerandreprod_midat.jpg | US-United States | Mounts & Racks | Rack Accessories |  |  | 0 | Device Supported: Patch Panel | Product Material: Steel | Compatibility: Middle Atlantic CWR Series CableSafe Data Wall Cabinet | Limited Warranty: Lifetime |  | 45.500 x 4.900 x 4.900
Rack Accessories | Middle Atlantic | D2 | 2SP ANODIZED DRAWER | 303 | 272.7 | [8 empty] | 656747004391 | Y | 17 | https://assetserver.net/_assets/middle atlantic/1000/d2.jpg |  | https://assetserver.net/_assets/_prop65/shortform cancerandreprod_midat.jpg | US-United States | Mounts & Racks | Rack Accessories |  |  | 0 | Form Factor: Rack-mountable | Product Color: Black | Product Material: Steel | Maximum Weight Capacity: 50 lb | Height: 3.5" | 21.000 x 18.500 x 6.500 | The D2 2SP Rack Drawer (Black Brushed) is part of the Middle Atlantic line of modular rack systems. This two-space drawer is fully enclosed with inside dimensions measuring 19" wide by 15.45" deep and features spring-loaded latches and rugged, straightforward construction with full-extension ball-bearing slides. Face plates come in silver-brushed and anodized, black-brushed (shown here) and anodized, or textured black powder-coat finishes. An installed keylock is available as an option.
Rack Accessories | Middle Atlantic | D2LK | 2SP ANOD DRAWER W/LOCK | 369 | 332.1 | 2 | [5 empty] | 2 |  | 656747004407 | Y | 15.43 |  |  | https://assetserver.net/_assets/_prop65/shortform cancerandreprod_midat.jpg | US-United States | Mounts & Racks | Rack Accessories |  |  | 0 | Product Color: Black | Product Material: Steel | Maximum Weight Capacity: 50 lb | Height: 3.5" | Width: 15.9" | 20.750 x 18.750 x 6.750 | The Middle Atlantic D2LK is a robust 2RU drawer designed to enhance your equipment storage solutions. Measuring 15-7/8 inches wide by 14-1/2 inches deep, this drawer features a sleek black brushed and anodized face finish that adds a modern touch to any setup. It comes equipped with a drawer mat and a rear cable grommet at no extra charge, facilitating easy cable management and organization. The spring-loaded latch, complete with an installed keylock, ensures secure access to your valuable equipment. Built from rugged steel construction, the D2LK is engineered for durability, making it an ideal choice for any professional environment requiring reliable storage solutions.
Rack Accessories | Middle Atlantic | D3 | 3SP ANODIZED DRAWER | 340 | 306 | [8 empty] | 656747004414 | Y | 19.2 |  |  | https://assetserver.net/_assets/_prop65/shortform cancerandreprod_midat.jpg | US-United States | Mounts & Racks | Rack Accessories |  |  | 0 | Form Factor: Rack-mountable | Product Color: Black | Product Material: Steel | Product Material: Aluminum | Maximum Weight Capacity: 50 lb | 20.000 x 21.000 x 6.500 | Fully enclosed with inside dimensions measuring 15 7/8-inch wide by 14 1/2-inch deep, the DC, D and TD series drawers feature spring-loaded latches and rugged, straightforward construction. Faceplates come with a black brushed and anodized or textured black powder coat finish. Drawers have a 50 lb. weight capacity. . Installed keylock available optionally, just suffix the desired part number with the letters -inchLK-inch when ordering. . Two, three and four space drawers have been updated to include no-slip drawer mat and rear cable grommet.
Rack Accessories | Middle Atlantic | D3LK | 3SP ANOD DRAWER W/LOCK | 406 | 365.4 | 8 | [5 empty] | 2 | 6 | 656747004483 | Y | 17.94 |  |  | https://assetserver.net/_assets/_prop65/shortform cancerandreprod_midat.jpg | US-United States | Mounts & Racks | Rack Accessories |  |  | 0 | Product Color: Black | Product Material: Steel | Height: 5.3" | Width: 15.9" | Depth: 14.5" | 21.000 x 19.000 x 8.000 | The Middle Atlantic D3 is a 3RU drawer featuring dimensions of 15-7/8 inches in width and 14-1/2 inches in depth. It boasts a black brushed and anodized face finish, enhancing its aesthetic appeal. The drawer includes a mat and a rear cable grommet at no additional cost, ensuring organized cable management. It is equipped with a spring-loaded latch, and an installed keylock for secure closure and is constructed from rugged steel, supporting a weight capacity of up to 50 lbs as per UL standards.
Rack Accessories | Middle Atlantic | D4 | 4SP ANODIZED DRAWER | 358 | 322.2 | 13 |  |  | 4 |  |  | 8 | 1 | 656747004490 | Y | 20.49 |  |  | https://assetserver.net/_assets/_prop65/shortform cancerandreprod_midat.jpg | US-United States | Mounts & Racks | Rack Accessories |  |  | 0 | Form Factor: Rack-mountable | Product Color: Black | Product Material: Steel | Maximum Weight Capacity: 50 lb | Height: 7" | 20.000 x 21.000 x 8.000 | Fully enclosed with inside dimensions measuring 15 7/8-inch wide by 14 1/2-inch deep, the DC, D and TD series drawers feature spring-loaded latches and rugged, straightforward construction. Faceplates come with a silver brushed and anodized, black brushed and anodized or textured black powder coat finish.Installed keylock available optionally, just suffix the desired part number with the letters -inchLK-inch when ordering.Two, three and four space drawers have been updated to include no-slip drawer mat and rear cable grommet.
Rack Accessories | Middle Atlantic | D4LK | 4SP ANOD DRAWER W/LOCK | 430 | 387 | [8 empty] | 656747004506 | Y | 20.29 |  |  | https://assetserver.net/_assets/_prop65/shortform cancerandreprod_midat.jpg | US-United States | Mounts & Racks | Rack Accessories |  |  | 0 | Product Color: Black | Height: 7" | Width: 19" | Depth: 15.6" | Rack Height: 4U | 20.500 x 19.300 x 11.000 | The Middle Atlantic D4 is a 4RU drawer featuring dimensions of 19 inches in width and 15-1/2 inches in depth. It boasts a black brushed and anodized face finish, enhancing its aesthetic appeal. The drawer includes a mat and a rear cable grommet at no additional cost, ensuring organized cable management. It is equipped with a spring-loaded latch, and an installed keylock for secure closure and is constructed from rugged steel, supporting a weight capacity of up to 50 lbs as per UL standards.
Rack Accessories | Middle Atlantic | DWRSR-4-FK | 190 CFM FAN KIT FOR DWR OR ST RACK 17" OR 22" | 292 | 262.8 | [8 empty] | 656747403729 | Y | 4.3 | https://assetserver.net/_assets/middle atlantic/1000/dwrsr4fk.jpg | https://assetserver.net/_assets/middle atlantic/pdf/dwrsr4fk-spec.pdf | https://assetserver.net/_assets/_prop65/ca prop 65 short form label.jpg | US | Mounts & Racks | Rack Accessories |  |  | 0 | (2) 4.5" fans with vent blockers, (4) fan guards, mounting hardware and power cord | 120V | 190CFM |  |  | 8.500 x 8.500 x 8.500 | Fan kit for 17" or 22" deep DWR or SR Series Wall Racks
Rack Accessories | Middle Atlantic | EB1 | 1SP FLANGED ECONO BLANK | 19 | 17.1 | 8 | 1 |  | 3 | 1 |  | 2 | 1 | 656747005879 | Y | 0.8 |  |  | https://assetserver.net/_assets/_prop65/shortform cancerandreprod_midat.jpg | US-United States | Mounts & Racks | Rack Accessories |  |  | 0 | [5 empty] | 19.000 x 1.750 x 0.500
Rack Accessories | Middle Atlantic | EB1MP | MASTER PACK OF X50 EB1 | 673 | 605.7 | [8 empty] | 656747005893 | Y | 39 |  |  | https://assetserver.net/_assets/_prop65/shortform cancerandreprod_midat.jpg | US-United States | Mounts & Racks | Rack Accessories |  |  | 0 | Product Color: Black | Product Material: Steel | Compatible Rack Height: 1U | Height: 1.8" | Width: 19" | 9.000 x 23.000 x 6.000 | The Middle Atlantic EB1MP is an economical steel blank panel designed to enhance your setup while maintaining a sleek appearance. Finished in a durable flat black powder coat, this panel not only provides a professional look but also ensures long-lasting performance and resistance to wear. Ideal for filling unused rack space, the EB1MP helps organize your equipment effectively, contributing to a clean and efficient system. Its sturdy construction makes it suitable for a variety of applications, making it a smart choice for any AV rack or equipment enclosure.
Rack Accessories | Middle Atlantic | EB2 | 2SP FLANGED ECONO BLANK | 24 | 21.6 | 1 |  |  |  | 1 |  |  |  | 656747005930 | Y | 1.1 |  |  | https://assetserver.net/_assets/_prop65/shortform cancerandreprod_midat.jpg | US-United States | Mounts & Racks | Rack Accessories |  |  | 0 | Product Color: Black | Height: 3.5" | Width: 19" | Depth: 0.5" | Environmentally Friendly: Yes | 19.000 x 3.750 x 0.500 | Middle Atlantic Products manufactures engineered mounting solutions for all low-voltage applications. The company's customer-first philosophy places special emphasis on quality, service, and meeting the everyday working needs of end-users.<br /> <br /> Offered in a flanged style, this economical steel blank panel features a rugged black powder coat finish. <p></p>
Rack Accessories | Middle Atlantic | EB2-CP12 | 12PC. EB2 CONTRACT PACK | 241 | 216.9 | [8 empty] | 656747033247 | Y | 16.32 |  |  | https://assetserver.net/_assets/_prop65/shortform cancerandreprod_midat.jpg | US-United States | Mounts & Racks | Rack Accessories |  |  | 0 | Limited Warranty: Lifetime | Black powder coat finish | Sold in a contractor pack of 12 pieces | Pieces are individually poly-bagged, in convenient dispenser box |  | 22.500 x 12.000 x 4.000 | Economical steel panels finished in a durable flat black powder coat finish • Sturdy steel construction • Flanged Panel Contractor Packs provide a cost-effective, space-efficient way for installers to stock the panels they use most frequently. Allows easy access to individual, poly-bagged panels. Designed to stack on warehouse shelving.
Rack Accessories | Middle Atlantic | EB2MP | RCV as MP then Adjust to Single Part - EB2 x25 | 456 | 410.4 | [8 empty] | 656747005954 | Y | 34 |  |  | https://assetserver.net/_assets/_prop65/shortform cancerandreprod_midat.jpg | US-United States | Mounts & Racks | Rack Accessories |  |  | 0 | Product Color: Black | Product Material: Steel | Compatible Rack Height: 2U | Height: 3.5" | Width: 19" | 22.000 x 9.500 x 4.500 | Economical steel panels finished in a durable flat black powder coat finish • Sturdy steel construction • Flanged Panel Contractor Packs provide a cost-effective, space-efficient way for installers to stock the panels they use most frequently. Allows easy access to individual, poly-bagged panels. Designed to stack on warehouse shelving.
Rack Accessories | Middle Atlantic | EB3 | 3SP FLANGED ECONO BLANK | 27 | 24.3 | [8 empty] | 656747005985 | Y | 1.55 |  |  | https://assetserver.net/_assets/_prop65/shortform cancerandreprod_midat.jpg | US-United States | Mounts & Racks | Rack Accessories |  |  | 0 | Color Family: Black | Product Color: Black | Height: 5.3" | Width: 19" | Environmentally Friendly: Yes | 19.000 x 5.000 x 0.500 | Middle Atlantic Products manufactures engineered mounting solutions for all low-voltage applications. The company's customer-first philosophy places special emphasis on quality, service, and meeting the everyday working needs of end-users.<br /><br /> Offered in a flanged style, this economical steel blank panel features a rugged black powder coat finish.
Rack Accessories | Middle Atlantic | EB4 | 4SP FLANGED ECONO BLANK | 40 | 36 | 2 | [5 empty] | 2 |  | 656747006005 | Y | 2.4 |  |  | https://assetserver.net/_assets/_prop65/shortform cancerandreprod_midat.jpg | US | Mounts & Racks | Rack Accessories |  |  | 0 | Product Color: Black | Height: 7" | Environmentally Friendly: Yes | Limited Warranty: Lifetime | Limited Warranty: Lifetime | 19.000 x 5.000 x 0.500 | Middle Atlantic Products, Inc. is a unique sheet metal fabrication company, which employs advanced, highly specialized technology to produce innovative equipment mounting solutions for the broadcast, communications, data, residential, pro audio, and video markets. Its extensive selection of standard products includes steel rack enclosures, data cabling management products, audio and video studio furniture, and related accessories.<br /><br /> Available in your choice of flanged or flat style, these economical steel blank panels feature a rugged black powder coat finish.
Rack Accessories | Middle Atlantic | EB5 | 5SP FLANGED ECONO BLANK | 45 | 40.5 | [8 empty] | 656747006012 | Y | 2.9 |  |  | https://assetserver.net/_assets/_prop65/shortform cancerandreprod_midat.jpg | US-United States | Mounts & Racks | Rack Accessories |  |  | 0 | Product Color: Black | Limited Warranty: Lifetime |  |  |  | 19.000 x 5.000 x 0.500 | The EB5 is an economical steel blank panel designed to cover 5 rack units (5RU) of open space on an installed rack face. Constructed with sturdy steel and finished with a durable flat black powder coat, the EB5 panel is both durable and visually appealing. The flanged design of the panel ensures additional support and stability. The EB5 panel is designed to be sturdy, providing reliable protection for your equipment. With its economical price and sturdy construction, the Middle Atlantic EB5 blank panel is an essential accessory for anyone who needs to cover 5RU of open space on their rack face. The durable flat black powder coat finish ensures a professional appearance while the steel construction ensures long-lasting use.
Rack Accessories | Middle Atlantic | EB6 | 6SP FLANGED ECONO BLANK | 49 | 44.1 | [8 empty] | 656747006029 | Y | 3.5 |  |  | https://assetserver.net/_assets/_prop65/shortform cancerandreprod_midat.jpg | US | Mounts & Racks | Rack Accessories |  |  | 0 | [5 empty] | 19.000 x 5.000 x 0.500
Rack Accessories | Middle Atlantic | ERK-RR44 | 44SP ERK REAR RAIL OPTION | 173 | 155.7 | [8 empty] | 656747006760 | Y | 13.4 |  |  | https://assetserver.net/_assets/_prop65/shortform cancerandreprod_midat.jpg | US-United States | Mounts & Racks | Rack Accessories |  |  | 0 | Device Supported: Rack | Color Family: Black | Product Color: Black | Height: 77" | Width: 1.38" | 79.500 x 3.500 x 1.000 | The ERK-RR44 is a pair of heavy-gauge 10-32 threaded rack rails designed to provide reliable and sturdy equipment mounting in 19-inch racks. The rack rails are constructed with high-quality materials, ensuring durability and strength. The ERK-RR44 is sold in pairs, and it comes with all the necessary mounting hardware, making it easy to purchase and install. With its threaded design, the ERK-RR44 makes it easy to mount equipment in a secure and stable manner.
Rack Accessories | Middle Atlantic | EVFD-12 | 12SP SLOTTED VENTED DOOR(EWR) | 362 | 325.8 | [8 empty] | 656747059070 | Y | 13.05 |  |  | https://assetserver.net/_assets/_prop65/shortform cancerandreprod_midat.jpg | US-United States | Mounts & Racks | Rack Accessories |  |  | 0 | Limited Warranty: Lifetime |  |  |  |  | 27.000 x 22.000 x 6.000 | Steel construction, black finish, 22% open area
Rack Accessories | Middle Atlantic | EVT1 | 1SP FLANGED ECONO VENT | 23 | 20.7 | [8 empty] | 656747006982 | Y | 0.7 |  |  | https://assetserver.net/_assets/_prop65/shortform cancerandreprod_midat.jpg | US-United States | Mounts & Racks | Rack Accessories |  |  | 0 | Product Color: Black | Height: 1.8" | Width: 19" | Limited Warranty: Lifetime |  | 31.000 x 28.000 x 44.000 | <p>EVT11U Vent Panel is Value in a flanged design utilizing 16-gauge steel construction. Black powder coat anodized finish.</p>
Rack Accessories | Middle Atlantic | EVT2 | 2SP FLANGED ECONO VENT | 27 | 24.3 | [8 empty] | 656747007002 | Y | 1.1 |  |  | https://assetserver.net/_assets/_prop65/shortform cancerandreprod_midat.jpg | US-United States | Mounts & Racks | Rack Accessories |  |  | 0 | Product Color: Black | Height: 3.5" | Width: 19" | Limited Warranty: Lifetime |  | 31.000 x 28.000 x 44.000 | EVT2 2U Vent Panel is Value in a flanged design utilizing 16-gauge steel construction. Black powder coat anodized finish.
Rack Accessories | Middle Atlantic | FAN2-DC | (2) 4" DC FANS | 147 | 132.3 | [8 empty] | 656747132384 | Y | 1.5 |  |  | https://assetserver.net/_assets/_prop65/shortform cancerandreprod_midat.jpg | CN-China | Mounts & Racks | Rack Accessories |  |  | 0 | 4" DC fan kit rated at 138 CFM | Includes two 69 CFM fans, hardware and cord | Input voltage 115V | (2) Fan guards included | Noise level: 26 dBA | 8.500 x 8.000 x 8.000
Rack Accessories | Middle Atlantic | FD-18 | 18SP SOLID FRONTDR, UNIV.BLK | 313 | 281.7 | [8 empty] | 656747007163 | Y | 18 |  |  | https://assetserver.net/_assets/_prop65/shortform cancerandreprod_midat.jpg | US | Mounts & Racks | Rack Accessories |  |  | 0 | Product Color: Black | Limited Warranty: Lifetime |  |  |  | 38.000 x 22.000 x 6.000
Rack Accessories | Middle Atlantic | FD-21 | 21SP SOLID FRONTDR, UNIV.BLK | 345 | 310.5 | [8 empty] | 656747007187 | Y | 20.25 | https://assetserver.net/_assets/middle atlantic/1000/fd21.jpg |  | https://assetserver.net/_assets/_prop65/shortform cancerandreprod_midat.jpg | US-United States | Mounts & Racks | Rack Accessories |  |  | 0 | [5 empty] | 42.000 x 22.000 x 6.000 | Offered in lightly smoked plexiglass, fully vented, vented plexi, large perforated vented and solid configurations. Beveled corners provide a stylistically modern appearance, while hinging either left or right. Large perf door has 64% open area, regular perf vented doors have 25% open area. Black textured powder coat finish. Includes keylock.
Rack Accessories | Middle Atlantic | FD-44 | 44SP SOLID FRONTDR, UNIV.BLK | 489 | 440.1 | [8 empty] | 656747007309 | N | 52 |  |  | https://assetserver.net/_assets/_prop65/shortform cancerandreprod_midat.jpg | US | Mounts & Racks | Rack Accessories |  |  | 0 | Product Color: Black | Limited Warranty: Lifetime |  |  |  | 83.000 x 22.000 x 3.500
Rack Accessories | Middle Atlantic | FEB1 | 1SP FLAT ECONO BLANK | 18 | 16.2 | 7 |  |  |  | 2 |  |  | 5 | 656747007330 | Y | 0.7 |  |  | https://assetserver.net/_assets/_prop65/shortform cancerandreprod_midat.jpg | US-United States | Mounts & Racks | Rack Accessories |  |  | 0 | Product Color: Black | Height: 1.8" | Environmentally Friendly: Yes | Limited Warranty: Lifetime | Limited Warranty: Lifetime | 19.000 x 1.750 x 0.160 | <p>Available in your choice of flanged or flat style, these economical steel blank panels feature a rugged black powder coat finish.</p>
Rack Accessories | Middle Atlantic | FEB1-CP12 | 12PC. FEB1 CONTRACT PACK | 158 | 142.2 | 3 | [6 empty] | 3 | 656747033278 | Y | 8.4 | https://assetserver.net/_assets/middle atlantic/1000/feb1cp12.jpg |  | https://assetserver.net/_assets/_prop65/shortform cancerandreprod_midat.jpg | US-United States | Mounts & Racks | Rack Accessories |  |  | 0 | Product Color: Black | Height: 1.8" | Limited Warranty: Lifetime |  |  | 22.500 x 12.000 x 4.500 | Available in your choice of flanged or flat style, these economical steel blank panels feature a rugged black powder coat finish.
Rack Accessories | Middle Atlantic | FEB1MP | RCV as MP then Adjust to Single Part - FEB1 x50 | 594 | 534.6 | [8 empty] | 656747007347 | Y | 34.85 |  |  | https://assetserver.net/_assets/_prop65/shortform cancerandreprod_midat.jpg | US-United States | Mounts & Racks | Rack Accessories |  |  | 0 | Product Color: Black Powder Coat | Product Material: Steel | Compatible Rack Height: 1U | Height: 1.7" | Width: 19" | 23.500 x 4.000 x 3.000 | <p>Economical steel panels finished in a durable flat black powder coat finish</p> <ul> <li>Sturdy steel construction</li> <li>Flat Panel</li> </ul>
Rack Accessories | Middle Atlantic | FEB2 | 2SP FLAT ECONO BLANK | 22 | 19.8 | [8 empty] | 656747007361 | Y | 1.15 |  |  | https://assetserver.net/_assets/_prop65/shortform cancerandreprod_midat.jpg | US-United States | Mounts & Racks | Rack Accessories |  |  | 0 | Product Color: Black | Height: 3.5" | Environmentally Friendly: Yes | Limited Warranty: Lifetime | Limited Warranty: Lifetime | 23.500 x 4.000 x 3.000 | <p>Available in your choice of flanged or flat style, these economical steel blank panels feature a rugged black powder coat finish.</p>
Rack Accessories | Middle Atlantic | FEB2-CP12 | 12PC. FEB2 CONTRACT PACK | 212 | 190.8 | [8 empty] | 656747033285 | Y | 16.2 |  |  | https://assetserver.net/_assets/_prop65/shortform cancerandreprod_midat.jpg | US-United States | Mounts & Racks | Rack Accessories |  |  | 0 | Product Color: Black | Product Material: Steel | Compatible Rack Height: 2U | Limited Warranty: Lifetime |  | 22.500 x 12.000 x 4.500 | These convenient contractor panel packs provide a cost-effective and space-efficient means for installers to stock the panels they most frequently use. Our most popular blank and vented rack panels are available in 1 through 4 space sizes pre-packaged in quantities of 6 and 12 depending on panel size. Designed for convenient access, these contractor panel pack boxes feature a tear-off panel that allows easy access to individual poly-bagged panels and are designed to stack on warehouse shelving.
Rack Accessories | Middle Atlantic | FEB2MP | RCV as MP then Adjust to Single Part - FEB2 x25 | 396 | 356.4 | [8 empty] | 656747007378 | Y | 27.25 |  |  | https://assetserver.net/_assets/_prop65/shortform cancerandreprod_midat.jpg | US-United States | Mounts & Racks | Rack Accessories |  |  | 0 | Product Color: Black Powder Coat | Product Material: Steel | Compatible Rack Height: 2U | Height: 3.5" | Width: 19" | 23.500 x 4.000 x 3.000 | <p>Economical flat steel panels with flat black powder coat finish</p>
Rack Accessories | Middle Atlantic | FEB3 | 3SP FLAT ECONO BLANK | 26 | 23.4 | [8 empty] | 656747007392 | Y | 2.1 |  |  | https://assetserver.net/_assets/_prop65/shortform cancerandreprod_midat.jpg | US-United States | Mounts & Racks | Rack Accessories |  |  | 0 | Product Color: Black | Product Material: Steel | Compatible Rack Height: 3U | Height: 5.3" | Width: 19" | 23.500 x 4.000 x 3.000 | Available in your choice of flanged or flat style, these economical steel blank panels feature a rugged black powder coat finish.
Rack Accessories | Middle Atlantic | FEB4 | 4SP FLAT ECONO BLANK | 35 | 31.5 | [8 empty] | 656747007415 | Y | 2.8 |  |  | https://assetserver.net/_assets/_prop65/shortform cancerandreprod_midat.jpg | US | Mounts & Racks | Rack Accessories |  |  | 0 | Product Color: Black | Product Material: Steel | Compatible Rack Height: 4U | Height: 7" | Width: 19" | 19.000 x 7.000 x 0.160 | Available in your choice of flanged or flat style, these economical steel blank panels feature a rugged black powder coat finish.
Rack Accessories | Middle Atlantic | FEB4-CP6 | 6PC. FEB4 CONTRACT PACK | 179 | 161.1 | [8 empty] | 656747033308 | Y | 18.3 |  |  | https://assetserver.net/_assets/_prop65/shortform cancerandreprod_midat.jpg | US-United States | Mounts & Racks | Rack Accessories |  |  | 0 | [5 empty] | 22.500 x 6.500 x 8.000 | These convenient contractor panel packs provide a cost-effective and space-efficient means for installers to stock the panels they most frequently use. Our most popular blank and vented rack panels are available in 1 through 4 space sizes pre-packaged in quantities of 6 and 12 depending on panel size. Designed for convenient access, these contractor panel pack boxes feature a tear-off panel that allows easy access to individual poly-bagged panels and are designed to stack on warehouse shelving.
Rack Accessories | Middle Atlantic | FEB5 | 5SP FLAT ECONO BLANK | 44 | 39.6 | [8 empty] | 656747007439 | Y | 3.4 |  |  | https://assetserver.net/_assets/_prop65/shortform cancerandreprod_midat.jpg | US-United States | Mounts & Racks | Rack Accessories |  |  | 0 | Product Color: Black | Product Material: Steel | Compatible Rack Height: 5U | Height: 8.8" | Width: 19" | 19.000 x 10.500 x 0.160 | Available in your choice of flanged or flat style, these economical steel blank panels feature a rugged black powder coat finish.
Rack Accessories | Middle Atlantic | FEB6 | 6SP FLAT ECONO BLANK | 46 | 41.4 | [8 empty] | 656747007446 | Y | 3.9 |  |  | https://assetserver.net/_assets/_prop65/shortform cancerandreprod_midat.jpg | US-United States | Mounts & Racks | Rack Accessories |  |  | 0 | Product Color: Black | Product Material: Steel | Compatible Rack Height: 6U | Height: 10.5" | Width: 19" | 19.000 x 10.500 x 0.160 | Available in your choice of flanged or flat style, these economical steel blank panels feature a rugged black powder coat finish.
Rack Accessories | Middle Atlantic | FWD-CBS-1.5KVA-B27 | Forward UPS Caster Base For 27 Inch Deep BGR AV Rack | 3680 | 3312 | [8 empty] | 656747400322 | Y | 122 |  |  |  | US | Mounts & Racks | Rack Accessories |  |  | 0 | Save critical equipment and labor at the same time - No need to rackmount a UPS again! | Front and Rear perforated locking access panels for security while maintaining visibility of the UPS | Easily bolts to BGR Series rack using threaded Rivnut inserts | EnergyStar Certified | 8 Outlets with Bank Control - (2) outlet banks with 4 outlets each |  | Your AV system and your back are going to thank you. Never mount a UPS again. Get the Forward UPS Caster Base to ensure your system has the backup battery power it needs while you enjoy serious labor savings and make your rack mobile. The base includes a pre-installed UPS, Middle Atlantic’s 15 Amp, 8 Outlet NEXSYS™ UPX-1500R-2, in a rugged housing ready to withstand the demands of site transport. To complete the install, just place the BGR rack on top and plug in any gear you want to backup.
Rack Accessories | Middle Atlantic | FWD-C-RING-12 | Cable Management | 179 | 161.1 | [8 empty] | 656747391668 | Y | 1 |  |  | https://assetserver.net/_assets/_prop65/prop65 label.jpg | US | Mounts & Racks | Rack Accessories |  |  | 0 | Cable Manager Type: Cable Ring | Product Color: Blue |  |  |  | 14.000 x 7.000 x 3.000
Rack Accessories | Middle Atlantic | FWD-DIN1H | FORWARD 1 SPACE DIN RAIL PANEL | 59 | 53.1 | [8 empty] | 656747384615 | Y | 0.5 | https://assetserver.net/_assets/middle atlantic/1000/fwddin1h.jpg |  | https://assetserver.net/_assets/_prop65/prop65 label.jpg | US | Mounts & Racks | Rack Accessories |  |  | 0 | Device Supported: Rack Panel | Device Supported: Rack Rail | Device Supported: Enclosure | Features: Durable | Features: Spring Loaded Clip |  | Hardware free is the way to be. Stop fussing around with rack screws when installing DIN panels. Installation is up to 5x faster than traditional methods. Simply click the panel in and mount your DIN style devices and move on to more important things. Compatible on all BGR Series enclosures. Want more awesome time savers? Check out our other Forward hardware free products.
Rack Accessories | Middle Atlantic | FWD-DWR-RR10 | FORWARD 10U RAIL,DWR,PAIR | 85 | 76.5 | [8 empty] | 656747389610 | Y | 0 | https://assetserver.net/_assets/middle atlantic/1000/fwddwrrr10.jpg |  |  | US-United States | Mounts & Racks | Rack Accessories |  |  | 0 | A pair of 10RU Forward Rackrail unleashes your inner speed demon | Includes a square hole that unlocks the ability for all of our Forward panels, vents and cable management to be clicked in without using ANY rack screws! | The inside of the rail provides cable management lacing so you can easily run all your interconnections in the rack without having to improvise tie off points. | Compatible with tool-free Forward cable management accessories for an even faster cable routing experience! |  |  | Rear rackrail kit for the DWR Series Wall Racks.
Rack Accessories | Middle Atlantic | FWD-DWR-RR12 | Forward Rear Rackrail for DWR, 12RU | 90 | 81 | [9 empty] | Y | 0 | https://assetserver.net/_assets/middle atlantic/1000/fwddwrrr12.jpg |  | https://assetserver.net/_assets/_prop65/ca prop 65 short form label.jpg | US-United States | Mounts & Racks | Rack Accessories |  |  | 0 | Application/Usage: Rack | Features: Cable Management | Form Factor: Wall Mountable | Product Color: Black E-Coat | Product Material: Steel |  | Rear rackrail kit for the DWR Series Wall Racks.
Rack Accessories | Middle Atlantic | FWD-DWR-RR16 | Forward Rear Rackrail for DWR RR16 | 109 | 98.1 | [8 empty] | 6565747389641 | Y | 4 |  |  | https://assetserver.net/_assets/_prop65/ca prop 65 short form label.jpg | US | Mounts & Racks | Rack Accessories |  |  | 0 | Application/Usage: Rack | Features: Vented | Features: Cable Management | Form Factor: Wall Mountable | Product Color: Black E-Coat | 29.000 x 2.000 x 4.000 | Rear rackrail kit for the DWR Series Wall Racks.
Rack Accessories | Middle Atlantic | FWD-DWR-RR18 | FORWARD 18U RAIL,DWR,PAIR | 124 | 111.6 | [9 empty] | Y | 0 |  |  | https://assetserver.net/_assets/_prop65/ca prop 65 short form label.jpg | US-United States | Mounts & Racks | Rack Accessories |  |  | 0 | A pair of 18RU Forward Rackrail unleashes your inner speed demon | Includes a square hole that unlocks the ability for all of our Forward panels, vents and cable management to be clicked in without using ANY rack screws! | The inside of the rail provides cable management lacing so you can easily run all your interconnections in the rack without having to improvise tie off points. | Compatible with tool-free Forward cable management accessories for an even faster cable routing experience! |  |  | Rear rackrail kit for the DWR Series Wall Racks.
Rack Accessories | Middle Atlantic | FWD-DWR-RR21 | Forward Rear Rackrail for DWR, 21RU | 133 | 119.7 | [8 empty] | 656747389665 | Y | 5 |  |  | https://assetserver.net/_assets/_prop65/ca prop 65 short form label.jpg | US | Mounts & Racks | Rack Accessories |  |  | 0 | Features: Cable Management | Features: Vented | Form Factor: In-wall | Product Color: Black E-Coat | Product Material: Steel |  | Threaded Rear Rackrail is designed to be used with Middle-Atlantic's DWR Sectional Wall Mount Rack series. This strong 11-gauge rack rail is sold in pairs along with all of the necessary mounting hardware.
Rack Accessories | Middle Atlantic | FWD-DWR-RR24 | Forward Rear Rackrail for DWR, 24U | 160 | 144 | [8 empty] | 656747389672 | Y | 6 | https://assetserver.net/_assets/middle atlantic/1000/fwddwrrr24.jpg |  | https://assetserver.net/_assets/_prop65/ca prop 65 short form label.jpg | US | Mounts & Racks | Rack Accessories |  |  | 0 | Device Supported: Rack | Features: Cable Management | Features: Vent | Product Color: Black Electro Coating | Product Material: Steel | 42.500 x 4.000 x 2.000 | Threaded Rear Rackrail is designed to be used with Middle-Atlantic's DWR Sectional Wall Mount Rack series. This strong 11-gauge rackrail is sold in pairs along with all of the necessary mounting hardware.
Rack Accessories | Middle Atlantic | FWD-DWR-RR35 | FORWARD 35U RAIL DWR PAIR | 203 | 182.7 | [8 empty] | 656747389689 | Y | 1 |  |  | https://assetserver.net/_assets/_prop65/ca prop 65 short form label.jpg | US-United States | Mounts & Racks | Rack Accessories |  |  | 0 | Application/Usage: Rack | Features: Cable Management | Features: Vented | Form Factor: Wall Mountable | Product Color: Black E-Coat |  | Rear rackrail kit for the DWR Series Wall Racks. A pair of 35RU Forward Rackrail unleashes your inner speed demon. Includes a square hole that unlocks the ability for all of our Forward panels, vents and cable management to be clicked in without using ANY rack screws.
Rack Accessories | Middle Atlantic | FWD-DWR-RR46 | Forward Rack Rail for DWR and SR, 46RU | 236 | 212.4 | [9 empty] | Y | 0 | https://assetserver.net/_assets/middle atlantic/1000/fwddwrrr46.jpg |  | https://assetserver.net/_assets/_prop65/ca prop 65 short form label.jpg | US-United States | Mounts & Racks | Rack Accessories |  |  | 0 | A pair of 46RU Forward Rackrail unleashes your inner speed demon | Includes a square hole that unlocks the ability for all of our Forward panels, vents and cable management to be clicked in without using ANY rack screws! | The inside of the rail provides cable management lacing so you can easily run all your interconnections in the rack without having to improvise tie off points. | Compatible with tool-free Forward cable management accessories for an even faster cable routing experience! |  |  | Rear rackrail kit for the DWR and SR Series Wall Racks.
Rack Accessories | Middle Atlantic | FWD-EB1 | FORWARD 1SP FLANGED BLANK PNLFLAT BLACK | 25 | 22.5 | [8 empty] | 656747384493 | Y | 2 | https://assetserver.net/_assets/middle atlantic/1000/fwdeb1.jpg |  | https://assetserver.net/_assets/_prop65/prop65 label.jpg | US | Mounts & Racks | Rack Accessories |  |  | 0 | Product Color: Flat Black | Product Material: Steel | Compatible Rack Height: 1U | Compatibility: Compatible with Forward Rackrail &amp; Enclosures BGR Series | Durable flanged steel construction | 19.000 x 2.000 x 1.000 | Quickly install blank panels using absolutely no hardware.Stop fussing around with rack screws when installing blank panels. Installation is up to 5x faster than traditional methods. Simply click the blank panel in and move on to more important things. Compatible on all BGR Series enclosures.
Rack Accessories | Middle Atlantic | FWD-EB2 | FORWARD 2SP FLANGED BLANK PNLFLAT BLACK | 30 | 27 | [8 empty] | 656747384509 | Y | 1 | https://assetserver.net/_assets/middle atlantic/1000/fwdeb2.jpg |  | https://assetserver.net/_assets/_prop65/prop65 label.jpg | US | Mounts & Racks | Rack Accessories |  |  | 0 | Product Color: Flat Black | Product Material: Steel | Compatible Rack Height: 2U | Compatibility: Compatible with Forward Rackrail &amp; Enclosures BGR Series | Durable flanged steel construction | 24.000 x 6.000 x 0.500 | Quickly install blank panels using absolutely no hardware.Stop fussing around with rack screws when installing blank panels. Installation is up to 5x faster than traditional methods. Simply click the blank panel in and move on to more important things. Compatible on all BGR Series enclosures.
Rack Accessories | Middle Atlantic | FWD-EB3 | FORWARD 3SP FLANGED BLANK PNL,FLAT BLACK | 37 | 33.3 | [9 empty] | Y | 0 |  |  | https://assetserver.net/_assets/_prop65/ca prop 65 short form label.jpg | US-United States | Mounts & Racks | Rack Accessories |  |  | 0 | Device Supported: Rack | Device Supported: Rack Mount Enclosure | Product Color: Flat Black | Product Material: Steel | Height: 5.3" |  | Middle Atlantic new Forward panels quickly install using absolutely no hardware.
Rack Accessories | Middle Atlantic | FWD-EB4 | FORWARD 4SP FLANGED BLANK PNL,FLAT | 45 | 40.5 | [8 empty] | 656747384523 | Y | 2 | https://assetserver.net/_assets/middle atlantic/1000/fwdeb4.jpg |  | https://assetserver.net/_assets/_prop65/prop65 label.jpg |  | Mounts & Racks | Rack Accessories | Black |  | 0 | Product Color: Flat Black | Product Material: Steel | Compatible Rack Height: 4U | Compatibility: Compatible with Forward Rackrail &amp; Enclosures BGR Series | Durable flanged steel construction |  | Quickly install blank panels using absolutely no hardware.Stop fussing around with rack screws when installing blank panels. Installation is up to 5x faster than traditional methods. Simply click the blank panel in and move on to more important things. Compatible on all BGR Series enclosures.
Rack Accessories | Middle Atlantic | FWD-LT-UTL-44-45-D | FWD LIGHTS W/ DIM & SENSOR 44-45UDUAL | 599 | 539.1 | [8 empty] | 656747384486 | N | 18 | https://assetserver.net/_assets/middle atlantic/1000/fwdltutl4445d.jpg |  | https://assetserver.net/_assets/_prop65/prop65 label.jpg |  | Mounts & Racks | Rack Accessories |  |  | 0 | Bulb/Tube Type: LED | Maximum Bulb/Tube Power: 15 W | Light Color: Bright White | Light Output: 2850 lm | Mount Type: Rail-mountable | 77.000 x 2.000 x 23.000 | <p>Forward Family Utility Lighting shall be Middle Atlantic Products model # FWD-LT-UTL-__-__-D (refer to chart). FWD-LT-UTL shall have an overall height of __ (refer to chart.) FWD-LT-UTL shall have a light temperature of 4,000K, and provide __lm (refer to chart). FWD-LT-UTL shall have a 1 rackspace<br />IR/dimming module that allows for brightness setting and automatic on/off when door is opened. FWD-LT-UTL shall include 2 lights that mount to the rack side and are angled 45&deg;. FWD-LT-UTL shall have a 110V UL Listed power supply with an output of 24VDC, 2 Amps. FWD-LT-UTL shall have an input volt-age range of 100VAC to 240VAC, an input frequency range of 50/60Hz, and a max AC current draw of 1.6A AC. FWD-LT-UTL shall be warrantied to be free from defects in materials and workmanship under normal use and conditions for a period of 3 years. FWD-LT-UTL shall be UL Listed and CE Marked.</p>
Rack Accessories | Middle Atlantic | FWD-SB1 | FORWARD 1SP FLANGED TEXTURED BLNK PNL | 31 | 27.9 | [8 empty] | 656747384530 | Y | 0 |  | https://assetserver.net/_assets/middle atlantic/pdf/fwdsb1-spec.pdf | https://assetserver.net/_assets/_prop65/ca prop 65 short form label.jpg | US-United States | Mounts & Racks | Rack Accessories |  |  | 0 | No rack screws! Easily install & remove your blank panels without any hardware | 1RU | 5X faster installation over traditional rack screw installation | Ergonomic clips for easy installation and removal | Spring loaded clips secure panel into the Forward rackrail |  | Stop fussing around with rack screws when installing blank panels. Installation is up to 5x faster than traditional methods. Simply click the blank panel in and move on to more important things. Compatible on all BGR Series enclosures.
Rack Accessories | Middle Atlantic | FWD-SIDECLMP-24 | Forward Small Device Mounting Clamps | 128 | 115.2 | [8 empty] | 656747391637 | Y | 0.5 |  |  | https://assetserver.net/_assets/_prop65/prop65 label.jpg |  | Mounts & Racks | Rack Accessories |  |  | 0 | Cable Manager Type: Cable Clamp | Product Color: Blue |  |  |  | 10.500 x 7.000 x 1.000 | <p>Pop, twist, push, done. Secure your small, non-rackmount devices to any place the patented universal hole pattern is found. Simply pop the clamp into slot, twist to lock it in place and push the clamp down. No more fumbling with tiny hardware, cable zip ties, double-sided tape or bubble gum.</p>
Rack Accessories | Middle Atlantic | FWD-SR28-RR24 | FORWARD 24U RAIL,SR28,PAIR | 291 | 261.9 | [8 empty] | 656747389719 | Y | 0 | https://assetserver.net/_assets/middle atlantic/1000/fwdsr28rr24.jpg |  | https://assetserver.net/_assets/_prop65/ca prop 65 short form label.jpg | US-United States | Mounts & Racks | Rack Accessories |  |  | 0 | A pair of 24RU Forward Rackrail unleashes your inner speed demon | Includes a square hole that unlocks the ability for all of our Forward panels, vents and cable management to be clicked in without using ANY rack screws! | The inside of the rail provides cable management lacing so you can easily run all your interconnections in the rack without having to improvise tie off points. | Compatible with tool-free Forward cable management accessories for an even faster cable routing experience! |  |  | Rear rackrail kit for the 28" Wide SR Series Wall Racks.
Rack Accessories | Middle Atlantic | FWD-SR28-RR40 | FORWARD 40U RAIL,SR28,PAIR | 394 | 354.6 | [8 empty] | 656747389726 | Y | 0 |  |  | https://assetserver.net/_assets/_prop65/ca prop 65 short form label.jpg |  | Mounts & Racks | Rack Accessories |  |  | 0 | Features: Cable Management | Features: Vented | Form Factor: Rack-mountable | Product Color: Black E-Coat | Product Material: Steel |  | Rear rack rail kit for the 28", Wide SR Series Wall Racks. A pair of 40RU Forward rack rail unleashes your inner speed demon. Includes a square hole that unlocks the ability for all of our Forward panels, vents, and cable management to be clicked in without using ANY rack screws.
Rack Accessories | Middle Atlantic | FWD-SR28-RR46 | FORWARD 46U RAIL,SR28,PAIR | 440 | 396 | [8 empty] | 0656747389733 | Y | 6.5 | https://assetserver.net/_assets/middle atlantic/1000/fwdsr28rr46.jpg |  | https://assetserver.net/_assets/_prop65/ca prop 65 short form label.jpg | US-United States | Mounts & Racks | Rack Accessories |  |  | 0 | A pair of 46RU Forward Rackrail unleashes your inner speed demon | Includes a square hole that unlocks the ability for all of our Forward panels, vents and cable management to be clicked in without using ANY rack screws! | The inside of the rail provides cable management lacing so you can easily run all your interconnections in the rack without having to improvise tie off points. | Compatible with tool-free Forward cable management accessories for an even faster cable routing experience! |  |  | Rear rackrail kit for the 28" Wide SR Series Wall Racks.
Rack Accessories | Middle Atlantic | FWD-VT1 | FORWARD 1SP 64% PERFORATED VENT PANEL | 38 | 34.2 | [8 empty] | 656747384578 | Y | 1 | https://assetserver.net/_assets/middle atlantic/1000/fwdvt1.jpg |  | https://assetserver.net/_assets/_prop65/prop65 label.jpg | US | Mounts & Racks | Rack Accessories |  |  | 0 | Product Color: Powder Coated Black | Product Material: Steel | Compatible Rack Height: 1U | Height: 1.8" | Width: 19" | 19.000 x 2.000 x 1.000 | Quickly install vent panels using absolutely no hardware.Stop fussing around with rack screws when installing blank panels. Installation is up to 5x faster than traditional methods. Simply click the blank panel in and move on to more important things. Compatible on all BGR Series enclosures.
Rack Accessories | Middle Atlantic | GFRD-48 | Solid Front/Read Door GRK 48 RU | 511 | 459.9 | [8 empty] | 656747062605 | Y | 57 |  |  | https://assetserver.net/_assets/_prop65/prop65 label.jpg | US-United States | Mounts & Racks | Rack Accessories |  |  | 0 | Compatible Rack Height: 48U | Height: 85" | Compatibility: <p>GRK Series Racks</p> | Environmentally Friendly: Yes | Environmental Certification: GREENGUARD | 87.000 x 21.750 x 4.750 | <p>The GRK Series is a versatile welded gangable rack with superior construction. Choose a GRK when a narrow multi-bay rack optimized for high density video cable bundles is required and a choice of either a horizontal or vertical lacing is desired.</p>
Rack Accessories | Middle Atlantic | HBL1 | 1SP FLAT ANOD.ALUM.BLANK PNL | 38 | 34.2 | [8 empty] | 656747007958 | Y | 0.4 |  |  | https://assetserver.net/_assets/_prop65/shortform cancerandreprod_midat.jpg | US-United States | Mounts & Racks | Rack Accessories |  |  | 0 | Product Color: Black | Height: 1.8" | Environmentally Friendly: Yes | Limited Warranty: Lifetime | Limited Warranty: Lifetime | 19.000 x 1.750 x 0.320 | The most aesthetic blank panels available with a black brushed and anodized finish. Complements RSH4A custom rack shelves and other anodized accessories.
Rack Accessories | Middle Atlantic | HBL2 | 2SP FLAT ANOD.ALUM.BLANK PNL | 45 | 40.5 | [8 empty] | 656747008016 | Y | 0.8 |  |  | https://assetserver.net/_assets/_prop65/shortform cancerandreprod_midat.jpg | US-United States | Mounts & Racks | Rack Accessories |  |  | 0 | Product Color: Black | Limited Warranty: Lifetime |  |  |  | 19.000 x 3.500 x 0.320 | These blank panels are designed to complement RSH4A custom rack shelves and other anodized accessories. The flat 11-gauge aluminum construction of these blank panels makes it easy to machine and work with. Additionally, the black brushed and anodized finish gives the blank panels a sleek and modern look.
Rack Accessories | Middle Atlantic | HBL3 | 3SP FLAT ANOD.ALUM.BLANK PNL | 59 | 53.1 | [8 empty] | 656747008023 | Y | 1.2 |  |  | https://assetserver.net/_assets/_prop65/shortform cancerandreprod_midat.jpg | US-United States | Mounts & Racks | Rack Accessories |  |  | 0 | Product Color: Black | Product Material: Aluminum | Compatible Rack Height: 3U | Limited Warranty: Lifetime |  | 19.000 x 5.250 x 0.320 | Eye-pleasing aesthetics and flat, 11-gauge aluminum construction combine in this easy-to-machine series of blank panels. Black brushed and anodized or Silver brushed and anodized finish.
Rack Accessories | Middle Atlantic | HBL4 | 4SP FLAT ANOD.ALUM.BLANK PNL | 74 | 66.6 | [8 empty] | 656747008030 | Y | 1.6 |  |  | https://assetserver.net/_assets/_prop65/shortform cancerandreprod_midat.jpg | US-United States | Mounts & Racks | Rack Accessories |  |  | 0 | Product Color: Black | Product Material: Aluminum | Compatible Rack Height: 4U | Limited Warranty: Lifetime |  | 19.000 x 5.250 x 0.320 | Eye-pleasing aesthetics and flat, 11-gauge aluminum construction combine in this easy-to-machine series of blank panels. Black brushed and anodized or Silver brushed and anodized finish.
Rack Accessories | Middle Atlantic | HBL5 | 5SP FLAT ANOD.ALUM.BLANK PNL | 81 | 72.9 | [8 empty] | 656747008047 | Y | 2 |  |  | https://assetserver.net/_assets/_prop65/shortform cancerandreprod_midat.jpg | US-United States | Mounts & Racks | Rack Accessories |  |  | 0 | Product Color: Black | Product Material: Aluminum | Compatible Rack Height: 5U | Limited Warranty: Lifetime |  | 19.000 x 8.750 x 0.320 | Eye-pleasing aesthetics and flat, 11-gauge aluminum construction combine in this easy-to-machine series of blank panels. Black brushed and anodized or Silver brushed and anodized finish.
Rack Accessories | Middle Atlantic | HBL6 | 6SP FLAT ANOD.ALUM.BLANK PNL | 89 | 80.1 | [8 empty] | 656747008054 | Y | 2.4 |  |  | https://assetserver.net/_assets/_prop65/shortform cancerandreprod_midat.jpg | US-United States | Mounts & Racks | Rack Accessories |  |  | 0 | Product Color: Black | Product Material: Aluminum | Compatible Rack Height: 6U | Limited Warranty: Lifetime |  | 19.000 x 10.500 x 0.320 | Eye-pleasing aesthetics and flat, 11-gauge aluminum construction combine in this easy-to-machine series of blank panels. Black brushed and anodized or Silver brushed and anodized finish.
Rack Accessories | Middle Atlantic | HP | 100PC 10-32 RACK SCREWS W/WASH | 46 | 41.4 | 23 | 2 |  |  | 3 | 3 | 9 | 6 | 656747008306 | Y | 0.75 |  |  | https://assetserver.net/_assets/_prop65/shortform cancerandreprod_midat.jpg | US-United States | Mounts & Racks | Rack Accessories |  |  | 0 | Fastener Type: Rack Screw | Maximum Notational Diameter: 10 | Maximum Length: 0.75" | Head Type: Truss | Drive Type: Philips | 5.000 x 3.000 x 1.000 | <p>Standard 3/4" long rack screws with 10-32 threads feature self-guiding pilot points. HP Series truss head screws provide a clean, modern appearance and fit under optional trim strips, (see pg. 147) for the most attractive finish. Includes factory-installed nylon washer.</p> <ul> <li>Standard black matte rack screws</li> <li>Truss-head style, 10-32 threaded, Â¾" long</li> <li>Pre-installed washers and self-guiding pilot points</li> <li>Sold in pack of 100 pieces</li> </ul>
Rack Accessories | Middle Atlantic | HP500 | 500PC 10-32 SCREW W/CAPT.WASH | 203 | 182.7 | 112 | 5 |  | 106 | 1 |  |  |  | 656747035722 | Y | 4 |  |  | https://assetserver.net/_assets/_prop65/shortform cancerandreprod_midat.jpg | US-United States | Mounts & Racks | Rack Accessories |  |  | 0 | Fastener Type: Rack Screw | Maximum Notational Diameter: 10 | Maximum Length: 0.75" | Head Type: Truss | Drive Type: Philips | 5.000 x 3.000 x 1.000 | <p>Standard 3/4" long rack screws with 10-32 threads feature self-guiding pilot points. HP Series truss head screws provide a clean, modern appearance and fit under optional trim strips, (see pg. 147) for the most attractive finish. Includes factory-installed nylon washer.</p> <ul> <li>Standard black matte rack screws</li> <li>Truss-head style, 10-32 threaded, Â¾" long</li> <li>Pre-installed washers and self-guiding pilot points</li> <li>Sold in reusable plastic jar of 500 pieces</li> </ul>
Rack Accessories | Middle Atlantic | HPM-1 | 1SP WALLMNT HINGED PANEL MNT | 71 | 63.9 | [8 empty] | 656747008382 | Y | 1.9 | https://assetserver.net/_assets/middle atlantic/1000/hpm1.jpg |  | https://assetserver.net/_assets/_prop65/shortform cancerandreprod_midat.jpg | US-United States | Mounts & Racks | Rack Accessories |  |  | 0 | Device Supported: Rack | Product Color: Black Powder Coat | Height: 1.8" | Width: 19.6" | Depth: 6" | 14.000 x 21.000 x 3.000 | HPM-1</b> <br /><br />Our Hinged Panel Mounts provide simple and straightforward wall mounting of components and can also be rackmounted to any 19-inch open frame rack. Hinges open to provide rear access to mounted components. Rugged steel construction; rack screws and hook and loop fasteners are included.
Rack Accessories | Middle Atlantic | HPM-2 | 2SP WALLMNT HINGED PANEL MNT | 96 | 86.4 | [8 empty] | 656747008399 | Y | 2.95 |  |  | https://assetserver.net/_assets/_prop65/shortform cancerandreprod_midat.jpg | US-United States | Mounts & Racks | Rack Accessories |  |  | 0 | Device Supported: Rack | Color Family: Black | Product Color: Black | Product Material: Steel | Compatible Rack Height: 2U | 14.000 x 21.000 x 3.000 | Our Hinged Panel Mounts provide simple and straightforward wall mounting of components and can also be rack mounted to any 19in open frame rack. Hinges open to provide rear access to mounted components. Rugged steel construction; rack screws and hook and loop fasteners are included. Sturdy steel construction. Hinged to provide rear access to mounted components. Universal keyhole mounting for left or right swing. Standard 10-32 threaded rack rail. Optional dust cover/modem shelf is available. Includes rack screws and hook & loop fasteners.
Rack Accessories | Middle Atlantic | HPM-4 | 4SP WALLMNT HINGED PANEL MNT | 113 | 101.7 | [8 empty] | 656747008405 | Y | 5.5 | https://assetserver.net/_assets/middle atlantic/1000/hpm4.jpg |  | https://assetserver.net/_assets/_prop65/shortform cancerandreprod_midat.jpg | US-United States | Mounts & Racks | Rack Accessories |  |  | 0 | Hinged to provide rear access to mounted components | Universal keyhole mounting for left or right swing | Standard 10-32 threaded rackrail | Includes rack screws and hook & loop fasteners |  | 14.000 x 21.000 x 3.000 | Our Hinged Panel Mounts provide simple and straightforward wall mounting of components and can also be rackmounted to any 19” open frame rack. Hinges open to provide rear access to mounted components. Rugged steel construction; rack screws and hook and loop fasteners are included.
Rack Accessories | Middle Atlantic | HPMP | RCV as MP then Adjust to Single Part - HP x50 | 1619 | 1457.1 | [8 empty] | 656747008436 | Y | 36.7 |  |  | https://assetserver.net/_assets/_prop65/shortform cancerandreprod_midat.jpg | US-United States | Mounts & Racks | Rack Accessories |  |  | 0 | Fastener Type: Rack Screw | Fastener Quantity: 50 x Rack Screw | Maximum Notational Diameter: 10 | Head Type: Truss | Threads Per Inch (TPI): 32 | 6.000 x 3.500 x 3.500 | <p>Standard truss-head screws fit under trim, 3/4" long with washers</p>
Rack Accessories | Middle Atlantic | HPS | 25PC 10-32 RACK SCREWS W/WASH | 15 | 13.5 | [8 empty] | 656747008450 | Y | 0.2 |  |  | https://assetserver.net/_assets/_prop65/shortform cancerandreprod_midat.jpg | US-United States | Mounts & Racks | Rack Accessories |  |  | 0 | Fastener Type: Rack Screw | Maximum Notational Diameter: 10 | Maximum Length: 0.75" | Head Type: Truss | Drive Type: Philips | 5.000 x 3.500 x 1.000 | <p>Standard w long rack screws with 10-32 threads feature self-guiding pilot points. HP Series truss head screws provide a clean, modern appearance and fit under optional trim strips (see pg. 120) for the most attractive finish. HW Series trim-head screws feature an older, classic appearance. Includes factory-installed nylon washer.</p>
Rack Accessories | Middle Atlantic | HTX | 50PC 10-32 STAR POST SCREWS | 37 | 33.3 | 24 | [5 empty] | 24 |  | 656747008719 | Y | 0.9 |  |  | https://assetserver.net/_assets/_prop65/shortform cancerandreprod_midat.jpg | TW-Taiwan | Mounts & Racks | Rack Accessories |  |  | 0 | Fastener Type: Rack Screw | Fastener Quantity: 50 x Rack Screw | Maximum Notational Diameter: 10 | Maximum Length: 0.75" | Head Type: Truss | 10.000 x 4.000 x 1.000 | <p>Security screws are the ideal way to keep people from tampering with rackmounted equipment. All screws are 10-32 by 3/4" and include factory-installed black nylon washer and black finish.</p>
Rack Accessories | Middle Atlantic | HW100 | 100PC 10-32 SCREW W/CAPT.WASH | 59 | 53.1 | [8 empty] | 656747008726 | Y | 0.9 |  |  | https://assetserver.net/_assets/_prop65/shortform cancerandreprod_midat.jpg | TW-Taiwan | Mounts & Racks | Rack Accessories |  |  | 0 | Fastener Type: Rack Screw | Maximum Notational Diameter: 10 | Maximum Length: 0.75" | Drive Type: Philips | Features: Black Oxide Coated | 10.000 x 10.000 x 7.000 | The Middle Atlantic HW100 screws are essential hardware components designed for robust and reliable installation. Each screw measures 10-32 by Â¾ inch and features a black finish for a seamless integration into various applications. The factory-installed black nylon washer ensures a secure fit while minimizing the risk of damage to surfaces. With pre-installed washers and self-guiding pilot points, these screws are easy to handle and install, providing convenience and efficiency in your projects. Sold in a pack of 100 pieces, the HW100 screws are perfect for ensuring a strong connection in your Middle Atlantic setups and other equipment installations.
Rack Accessories | Middle Atlantic | HW500 | 500PC 10-32 SCREW W/CAPT.WASH | 264 | 237.6 | [8 empty] | 656747008733 | Y | 4.8 | https://assetserver.net/_assets/middle atlantic/1000/hw500.jpg |  | https://assetserver.net/_assets/_prop65/shortform cancerandreprod_midat.jpg | US-United States | Mounts & Racks | Rack Accessories |  |  | 0 | Fastener Type: Rack Screw | Maximum Notational Diameter: 10 | Maximum Length: 0.75" | Drive Type: Philips | Threads Per Inch (TPI): 32 | 10.000 x 10.000 x 7.000 | Standard 3/4-inch long rack screws with 10-32 threads feature self-guiding pilot points. HP Series truss head screws provide a clean, modern appearance and fit under optional trim strips for the most attractive finish. HW Series trim-head screws feature an older, classic appearance. Includes factory-installed nylon washer.
Rack Accessories | Middle Atlantic | ICAB-COOL | INTERNATIONAL CABINET COOL SYSTEM | 210 | 189 | [8 empty] | 656747095764 | Y | 1.3 |  |  | https://assetserver.net/_assets/_prop65/shortform cancerandreprod_midat.jpg | CN-China | Mounts & Racks | Rack Accessories |  |  | 0 | Number of Fans: 1 | Maximum Airflow: 20 CFM | Fan Height: 4.50" | Fan Width: 5.25" | Fan Depth: 3.07" | 8.500 x 8.500 x 8.500 | Cabinet cooler removes heat generated by components located in smaller cabinets, credenzas, lecterns, and entertainment centers. Thermostatically controlled to operate only when needed to extend fan life and minimize dust, this quiet-cooling device features an aesthetically designed vent that can be painted to match its environment.
Rack Accessories | Middle Atlantic | IEC-18X20 | 20-PK 18",TWIST IEC | 500 | 450 | [8 empty] | 656747101458 | Y | 6 |  |  | https://assetserver.net/_assets/_prop65/prop65 label.jpg |  | Mounts & Racks | Rack Accessories |  |  | 0 | Saves space at back of rack | Constructed of 14 gauge wire | Blue stripe identifies SignalSAFE&trade; capability | SignalSAFE&trade; design minimizes disruptive AC magnetic fields | Sold in pack of 20 pieces | 9.000 x 9.000 x 9.000 | Pack of 20 SignalSAFE&trade; IEC power cords shall be Middle Atlantic Products model # IEC-18X20. Cord shall be constructed of 14-gauge wire and shall terminate with an IEC 60320-1/ C13 connector on one end, and NEMA 5-15P plug on the other. Cord length shall be 18-inch. Plug shall be straight. IEC power cords shall be RoHS EU Directive 2002 / 95 / EC compliant. IEC-18X20 shall have a blue stripe for circuit identification. Cords shall be UL Listed in the US and Canada. Power cords shall be warrantied to be free from defects in material or workmanship under normal use and conditions for a period of three years.
Rack Accessories | Middle Atlantic | IRFR-CABCOOL50 | INT'L RFR CAB COOLER,50CFM,W/MOUNT PNL/2 GROMM | 506 | 455.4 | [8 empty] | 656747196928 | Y | 4.6 |  |  | https://assetserver.net/_assets/_prop65/shortform cancerandreprod_midat.jpg | US | Mounts & Racks | Rack Accessories |  |  | 0 | Includes one custom-designed blower for 50 CFM at 27 dB | Quietly exhausts out the top rear of cabinet | Flat black powder coat finish | 220V input voltage |  | 20.500 x 17.500 x 3.500
Rack Accessories | Middle Atlantic | LACE-23-OWP | 4-3/4"W,23SP W/TIE POST,6PK | 314 | 282.6 | [8 empty] | 656747100246 | Y | 19.6 | https://assetserver.net/_assets/middle atlantic/1000/lace23owp.jpg |  | https://assetserver.net/_assets/_prop65/shortform cancerandreprod_midat.jpg | US-United States | Mounts & Racks | Rack Accessories |  |  | 0 | Cable Manager Type: Strip | Product Material: Steel | Rack Height: 23U | Width: 4.75" | Limited Warranty: Lifetime | 41.000 x 1.000 x 5.000 | Perforated steel lacer strips mount vertically to rackrail brackets and provide many locations for securing cable ties. Lacer strips can be cut down easily to smaller sizes. LACE-OWP and LACE-OP strips feature tie posts for sliding on pre-wrapped cable bundles using cable ties or up to 3/4-inch wide Velcro&reg; straps. Some lacer strips also accept cage nuts or mounting of select power strips for increased versatility.
Rack Accessories | Middle Atlantic | LACE-37-OWP | 64-3/4"H,4-3/4"W SLOT LACER,6 PACK | 414 | 372.6 | [8 empty] | 656747093623 | N | 32 | https://assetserver.net/_assets/middle atlantic/1000/lace37owp.jpg |  | https://assetserver.net/_assets/_prop65/shortform cancerandreprod_midat.jpg | US | Mounts & Racks | Rack Accessories |  |  | 0 | [5 empty] | 68.750 x 5.000 x 5.000 | Vertical Lacer Strips</b>. Perforated steel lacer strips mount vertically to rackrail brackets and provide many locations for securing cable ties. Lacer strips can be cut down easily to smaller sizes. LACE-OWP and LACE-OP strips feature tie posts for sliding on pre-wrapped cable bundles using cable ties or up to 3/4-inch wide Hook and Loop straps. Some lacer strips also accept cage nuts or mounting of select power strips for increased versatility.
Rack Accessories | Middle Atlantic | LACE-40-OWP | 70"H,4-3/4"W SLOT LACER,6 PACK | 432 | 388.8 | [8 empty] | 656747093630 | Y | 34.3 | https://assetserver.net/_assets/middle atlantic/1000/lace40owp.jpg |  | https://assetserver.net/_assets/_prop65/shortform cancerandreprod_midat.jpg | US-United States | Mounts & Racks | Rack Accessories |  |  | 0 | [5 empty] | 5.250 x 5.250 x 75.000 | Vertical Lacer Strips</b>. Perforated steel lacer strips mount vertically to rackrail brackets and provide many locations for securing cable ties. Lacer strips can be cut down easily to smaller sizes. LACE-OWP and LACE-OP strips feature tie posts for sliding on pre-wrapped cable bundles using cable ties or up to 3/4-inch wide Hook and Loop straps. Some lacer strips also accept cage nuts or mounting of select power strips for increased versatility.
Rack Accessories | Middle Atlantic | LACE-44-OP | 77"H,3-1/4"W SLOT LACER,6 PACK | 388 | 349.2 | [8 empty] | 656747093586 | Y | 26.1 | https://assetserver.net/_assets/middle atlantic/1000/lace44op.jpg |  | https://assetserver.net/_assets/_prop65/shortform cancerandreprod_midat.jpg | US-United States | Mounts & Racks | Rack Accessories |  |  | 0 | Cable Manager Type: Strip | Product Color: Black | Product Material: Steel | Rack Height: 44U | Width: 3.25" | 89.000 x 5.000 x 5.000 | Perforated steel lacer strips mount vertically to rackrail brackets and provide many locations for securing cable ties. Lacer strips can be cut down easily to smaller sizes. LACE-OWP and LACE-OP strips feature tie posts for sliding on pre-wrapped cable bundles using cable ties or up to 3/4-inch wide Velcro&reg; straps. Some lacer strips also accept cage nuts or mounting of select power strips for increased versatility.
Rack Accessories | Middle Atlantic | LB-1R-A | ROUND LACER BAR | 16 | 14.4 | [8 empty] | 656747233449 | Y | 1 |  |  | https://assetserver.net/_assets/_prop65/prop65 label.jpg | US | Mounts & Racks | Rack Accessories |  |  | 0 | Cable Manager Type: Cable Lacing Bar |  |  |  |  | 0.001 x 0.001 x 0.001
Rack Accessories | Middle Atlantic | LBP-1.5 | 10PK LACING BARS W/1.5OFFSET | 150 | 135 | [8 empty] | 656747035302 | Y | 2.75 | https://assetserver.net/_assets/middle atlantic/1000/lbp1.5.jpg |  | https://assetserver.net/_assets/_prop65/shortform cancerandreprod_midat.jpg | TW-Taiwan | Mounts & Racks | Rack Accessories |  |  | 0 | Round rod style with angled 1.5” offset | All lacer bars sold in packs of 10 pieces |  |  |  | 19.000 x 5.000 x 0.500 | Use the LBP-1.5 & LBP-1R4 when lacing small bundles or individual cables off the rear of equipment, patch panels and other components to relieve cable stress from the connections. Choose the appropriate offset based on the distance from the rear of equipment to the rackrail. 1/4” diameter rod with flattened ends.
Rack Accessories | Middle Atlantic | LBP-1.5R90 | 10PK 90DEGREE 1.5"OFFSET ROUND | 147 | 132.3 | 4 | 4 | [6 empty] | 656747118593 | Y | 2.95 |  |  | https://assetserver.net/_assets/_prop65/shortform cancerandreprod_midat.jpg | TW-Taiwan | Mounts & Racks | Rack Accessories |  |  | 0 | [5 empty] | 19.000 x 8.000 x 1.000
Rack Accessories | Middle Atlantic | LBP-1A | 10 PACK L LACER BAR | 70 | 63 | [8 empty] | 656747031656 | Y | 1.65 | https://assetserver.net/_assets/middle atlantic/1000/lbp1a.jpg |  | https://assetserver.net/_assets/_prop65/shortform cancerandreprod_midat.jpg | US-United States | Mounts & Racks | Rack Accessories |  |  | 0 | Cable Manager Type: Cable Organizer | Product Color: Black | Product Material: Aluminum | Limited Warranty: Lifetime |  | 22.000 x 9.000 x 7.000 | “L” shaped lacer bars are strong and provide fixed tie points. The LBP-2A, LBP-4A and LBP-6A have a 2”, 4” and 6” offset, respectively. Choose the appropriate offset bar based on the distance from the rear of equipment to the rackrail.
Rack Accessories | Middle Atlantic | LBP-1R | 10 PACK ROUND LACER BARS | 105 | 94.5 | [8 empty] | 656747031663 | Y | 2.6 | https://assetserver.net/_assets/middle atlantic/1000/lbp1r.jpg |  | https://assetserver.net/_assets/_prop65/shortform cancerandreprod_midat.jpg | TW-Taiwan | Mounts & Racks | Rack Accessories |  |  | 0 | [5 empty] | 19.000 x 6.000 x 1.000 | Horizontal Lacer Bars</b>.The economical and effective way to manage cable horizontally. New models are constructed from 1/4-inch diameter rod with flattened end (LBP-1.5R90, LBP-4R90, LBP-6R90 and LBP-10R90) and feature a 90&deg; bend to provide clearance around components that extend past the rear rackrail. Made from 1/4-inch diameter rod with flattened ends (model LBP-1R, LBP-1.5 and LBP-1R4) or 3/16-inch thick aluminum (model LBP-1S), and finished in a black powder coat. Model LBP-1R4 features a 4-inch offset and model LBP-1.5 features a 1/2-inch offset for easy viewing of cable identification. Model LBP-1A, LBP-2A, LBP-4A and LBP-6A feature a formed -inch L-inch shape, generous cable tie slots, a special coating to protect cable, and are offered in straight and 2-inch , 4-inch and 6-inch offset models, respectively. All lacer bars sold in packs of 10.
Rack Accessories | Middle Atlantic | LBP-1R4 | 10 PACK 4OFF. ROUND LACE BAR | 164 | 147.6 | [8 empty] | 656747031670 | Y | 3.35 |  |  | https://assetserver.net/_assets/_prop65/shortform cancerandreprod_midat.jpg | TW-Taiwan | Mounts & Racks | Rack Accessories |  |  | 0 | Cable Manager Type: Cable Organizer | Product Color: Black | Product Material: Aluminum | Limited Warranty: Lifetime |  | 19.000 x 5.000 x 0.500 | Use the LBP-1.5 & LBP-1R4 when lacing small bundles or individual cables off the rear of equipment, patch panels and other components to relieve cable stress from the connections. Choose the appropriate offset based on the distance from the rear of equipment to the rack rail. 1/4in diameter rod with flattened ends. Economical horizontal cable management lacing and support. Round rod style with angled 1.5in offset. All lacer bars sold in packs of 10 pieces.
Rack Accessories | Middle Atlantic | LBP-2A | 10 PACK,"L" BAR W/2" OFFSET | 117 | 105.3 | 2 | [6 empty] | 2 | 656747053962 | Y | 3.2 |  |  | https://assetserver.net/_assets/_prop65/shortform cancerandreprod_midat.jpg | TW-Taiwan | Mounts & Racks | Rack Accessories |  |  | 0 | Cable Manager Type: Cable Organizer | Color Family: Black | Product Color: Black | Product Material: Aluminum | Depth: 2" | 26.000 x 6.000 x 9.000 | The Middle Atlantic LBP-2A is an 'L' shaped lacer bar designed for strong and economical horizontal cable lacing and support. It features an angled 2-inch offset, providing fixed tie points for secure cable management. The LBP-2A, along with the LBP-4A and LBP-6A, offers different offsets (2-inch, 4-inch, and 6-inch respectively) to accommodate the distance from the rear of equipment to the rackrail. These lacer bars are sold in packs of 10 pieces, making them a practical choice for various installation needs.
Rack Accessories | Middle Atlantic | LBP-4A | 10 PACK,"L"BAR W/4"OFFSET | 132 | 118.8 | 20 | [6 empty] | 20 | 656747053979 | Y | 5 |  |  | https://assetserver.net/_assets/_prop65/shortform cancerandreprod_midat.jpg | TW | Mounts & Racks | Rack Accessories |  |  | 0 | Cable Manager Type: Cable Organizer | Product Color: Black | Product Material: Aluminum | Panel Width: 19" | Depth: 4" | 26.000 x 6.000 x 9.000 | The Middle Atlantic LBP-4A is an 'L' shaped lacer bar designed for strong and economical horizontal cable lacing and support. It features an angled 4-inch offset, providing fixed tie points for secure cable management. The LBP-2A, along with the LBP-4A and LBP-6A, offers different offsets (2-inch, 4-inch, and 6-inch respectively) to accommodate the distance from the rear of equipment to the rackrail. These lacer bars are sold in packs of 10 pieces, making them a practical choice for various installation needs.
Rack Accessories | Middle Atlantic | LBP-6A | 10 PACK,"L"BAR W/6"OFFSET | 145 | 130.5 | [8 empty] | 656747053986 | Y | 4.1 | https://assetserver.net/_assets/middle atlantic/1000/lbp6a.jpg |  | https://assetserver.net/_assets/_prop65/shortform cancerandreprod_midat.jpg | TW-Taiwan | Mounts & Racks | Rack Accessories |  |  | 0 | Cable Manager Type: Cable Organizer | Limited Warranty: Lifetime |  |  |  | 19.000 x 5.000 x 1.000 | The economical and effective way to manage cable horizontally. New models are constructed from 1/4-inch diameter rod with flattened end (LBP-1.5R90, LBP-4R90, LBP-6R90 and LBP-10R90) and feature a 90&deg; bend to provide clearance around components that extend past the rear rackrail. Made from 1/4-inch diameter rod with flattened ends (model LBP-1R, LBP-1.5 and LBP-1R4) or 3/16-inch thick aluminum (model LBP-1S), and finished in a black powder coat. Model LBP-1R4 features a 4-inch offset and model LBP-1.5 features a 1/2-inch offset for easy viewing of cable identification. Model LBP-1A, LBP-2A, LBP-4A and LBP-6A feature a formed -inch L-inch shape, generous cable tie slots, a special coating to protect cable, and are offered in straight and 2-inch , 4-inch and 6-inch offset models, respectively. All lacer bars sold in packs of 10.
Rack Accessories | Middle Atlantic | LBP-6R90 | 10PK 90DEGREE 6"OFFSET ROUND | 176 | 158.4 | [8 empty] | 656747118616 | Y | 4.25 | https://assetserver.net/_assets/middle atlantic/1000/lbp6r90.jpg |  | https://assetserver.net/_assets/_prop65/shortform cancerandreprod_midat.jpg | TW-Taiwan | Mounts & Racks | Rack Accessories |  |  | 0 | Cable Manager Type: Cable Manager | Product Color: Black Powder Coat | Length: 6" | Limited Warranty: Lifetime |  | 8.000 x 18.500 x 2.000 | These LBP-6R90 series offset lacer bars are similar to our other offset round lacer bars, but feature 90° bends to provide full-width support. Can also be used to provide clearance around components that extend past the rear rackrail (16-5/8” open width). 1/4” diameter rod with flattened ends.
Rack Accessories | Middle Atlantic | LL-DWR/SR-BP | DWR/SR BACK PAN LL BKT | 53 | 47.7 | [8 empty] | 656747389603 | Y | 1 |  |  | https://assetserver.net/_assets/_prop65/prop65 label.jpg | US-United States | Mounts & Racks | Rack Accessories |  |  | 0 | Device Supported: Rack | Device Supported: Mounting Plate | Features: Rotate | Product Material: Steel | Compatibility: <p><b>Middle Atlantic Mounting Plate: </b></p> <ul> <li>LL-VP2110 </li> <li>LL-VP1710</li> </ul> | 22.200 x 0.800 x 0.500 | <p>The Lever Lock Back Pan Kit for DWR and SR Series Wall Racks opens up the ability to mount small devices in "no man's land" of the back pans!</p> <ul> <li>Kit includes a pair of brackets that accept either the LL-VP2110 or the LL-VP1710 (both sold separately)</li> <li>Brackets can be rotated to fit either of the Lever Lock plates.</li> <li>Brackets mount into the existing cable tie-off bridge lances in the back pans.</li> </ul>
Rack Accessories | Middle Atlantic | LT-CABUTL-SINGLE | SINGLE RACKMOUNT LED WORK LIGHT | 290 | 261 | [8 empty] | 656747275128 | Y | 1.3 |  |  | https://assetserver.net/_assets/_prop65/shortform cancerandreprod_midat.jpg | CN-China | Mounts & Racks | Rack Accessories |  |  | 0 | Bulb/Tube Type: LED | Number of Bulbs/Tubes Included: 1 | Number of Bulbs/Tubes Supported: 1 | Light Output: 540 lm | Mount Type: Rack-mountable | 22.000 x 7.000 x 3.000 | <p>The Rackmount LED Work Light is an integrator-focused rack lighting option offering unparalleled visibility during installation and servicing. Designed with flexible mounting and positioning capabilities, this full-rack lighting solution ensures premium illumination where the integrator needs it. Single light and multiple international power supplies included.</p> <ul> <li>Complete flexibility to illuminate anywhere in the rack.</li> <li>The only rack light with both vertical and horizontal mounting capabilities to light anywhere it's needed or space is available.</li> <li>Adjustable-angle light bar can be positioned so that its bright white LEDs will maximize full rack height illumination.</li> <li>Ships with multiple power connections for expanded international application.</li> <li>Low-profile, unobtrusive design won't impose on the installation and serviceability of the enclosure.</li> </ul>
Rack Accessories | Middle Atlantic | MFR-FANKIT-2 | MFR FAN KIT,INCL 2 DC FANS W/POWER SUPPLY | 181 | 162.9 | [8 empty] | 656747193460 | Y | 0.8 |  |  | https://assetserver.net/_assets/_prop65/shortform cancerandreprod_midat.jpg | US-United States | Mounts & Racks | Rack Accessories |  |  | 0 | [5 empty] | 9.000 x 4.000 x 3.000
Rack Accessories | Middle Atlantic | MW-4QFT-FC | 4.5"(4)FAN/TOP W/FC MRK/WRK | 1234 | 1110.6 | [8 empty] | 656747061165 | Y | 18 |  |  | https://assetserver.net/_assets/_prop65/shortform cancerandreprod_midat.jpg | US-United States | Mounts & Racks | Rack Accessories |  |  | 0 | Number of Fans: 4 | Maximum Air Flow: 200 CFM | Product Color: Black | Compatibility: <p><b>Middle Atlantic Racks:</b></p><ul><li>WRK Series</li><li>MRK Series</li><li>DRK Series</li><li>VRK Series</li><li>VMRK Series</li></ul> | Limited Warranty: 3 Year | 27.000 x 24.000 x 5.000 | The Middle Atlantic MW-4FT-FC is a thermostatically controlled integrated fan top that ships fully assembled. It includes four 4in fans, fan guards, and a proportional speed fan controller designed to increase fan life, reduce noise, save energy, and minimize dust build-up. This product is ETL Listed in the US and Canada. Key features include a pre-assembled fan top with four 4in fans and proportional speed controller, fans that operate only when needed to conserve energy, reduce noise, and lower maintenance requirements. It is compatible with WR, WRK, MRK, VRK, VMRK, and DRK racks. Additionally, it includes a removable two-space service plate, allowing top removal without disrupting cable bundles. The fan top is constructed from steel with a black finish.
Rack Accessories | Middle Atlantic | PD-815R-PL | POWER CENTER W/PILOT LIGHT | 260 | 234 | [8 empty] | 656747056406 | Y | 9 |  |  | https://assetserver.net/_assets/_prop65/shortform cancerandreprod_midat.jpg | CN-China | Mounts & Racks | Rack Accessories |  |  | 0 | Plug/Connector Type: NEMA 5-15P | Receptacles: 8 x NEMA 5-15R | Cord Length: 9 ft | Circuit Breaker: Yes | Input Voltage: 120 V AC | 22.000 x 13.250 x 4.000 | The PD-815 series rackmount power distribution units are equipped with 8 rear outlets and feature a front pilot light for status indication. Standard equipment includes surge and spike protection, EMI filtering and a 9' cord. A generous 9"depth provides easy access to the 15 amp rear panel outlets which are solidly mounted on yokes to eliminate deflection.
Rack Accessories | Middle Atlantic | PD-815SC-NS | SLIM PWR STRIP,8 OUTLET,15 A | 209 | 188.1 | 5 |  |  |  |  | 2 |  | 3 | 656747046360 | Y | 2.6 | https://assetserver.net/_assets/middle atlantic/1000/pd815scns.jpg |  | https://assetserver.net/_assets/_prop65/shortform cancerandreprod_midat.jpg | CN-China | Mounts & Racks | Rack Accessories |  |  | 0 | Includes SignalSAFE&trade power cords | Lightweight, compact design saves space and weight | Includes mounting hardware |  |  | 21.000 x 4.250 x 3.500 | A slim profile option for simpler power requirements.
Rack Accessories | Middle Atlantic | PD-915R-PL | 9OUT,15A,RKMT W/PILOT LT | 294 | 264.6 | 8 | 6 |  |  | 2 |  |  |  | 656747100284 | Y | 9 | https://assetserver.net/_assets/middle atlantic/1000/pd915rpl.jpg |  | https://assetserver.net/_assets/_prop65/shortform cancerandreprod_midat.jpg | CN-China | Mounts & Racks | Rack Accessories |  |  | 0 | [5 empty] | 22.000 x 13.000 x 3.750 | The PD-915R rackmount power distribution unit is equipped with 8 rear outlets, and one front outlet. Standard equipment includes surge and spike protection, EMI filtering, and a 9' cord. A generous 9-inch depth offers easy access to the 15 amp rear panel outlets, which are solidly mounted on yokes to eliminate deflection. An illuminated combination power switch/ circuit breaker is located on the front panel (PD-915R, PD-915RC-20 only). UL listed in the US and Canada. Occupies one rackspace. The PD-915RC-20 shares all of the same features as the PD-915R, but boasts a generous 20' cord.
Rack Accessories | Middle Atlantic | PDT-1015C-NS | PD THIN,1-15A CIR,10 OUT,CORD | 282 | 253.8 | [8 empty] | 656747065354 | Y | 3.6 |  |  | https://assetserver.net/_assets/_prop65/shortform cancerandreprod_midat.jpg | CN-China | Mounts & Racks | Rack Accessories |  |  | 0 | Plug/Connector Type: NEMA 5-15P | Receptacles: 10 x NEMA 5-15R | Cord Length: 9 ft | Circuit Breaker: Yes | Height: 37.8" | 41.000 x 3.000 x 2.750 | Get more outlets without giving up rack space. With a thin chassis, the Select Series PDT Low Profile Vertical Power Strip mounts unobtrusively in the back of the rack while still placing outlets right next to the equipment it needs to power. The rack mounted power unit comes with mounting hardware to snap the PDU right into place. A no brainer for your AV system! And we will let you in on a secret - the PDTs mount to every style of Middle Atlantic rack rail brackets. Plug it in, feel confident, and simply focus on creating an amazing AV experience. No local meter. 15 Amps & 10 Outlets rack mounted power. Corded 9ft cable. Stay in the know. Access via dry contact allows you to set up remote notification for this PDU. Connect it to control system and receive a notification if the surge protection is ever compromised. Lacking space in your rack for power? Thin design takes up minimal space inside racks while still allowing each piece of vital equipment to receive the power it needs. Make installation easy as one, two, clip. The mounting hardware is included and takes no time to snap the PDU on to the rack (plus the clip are reusable!) Worried about interference? The corded models use a SignalSAFE wire which minimizes potential interference from AC magnetic fields from other equipment in the rack.
Rack Accessories | Middle Atlantic | PFD-25A | 25SP,CURVED PLEXI FR DR | 857 | 771.3 | [8 empty] | 656747138508 | Y | 19 |  |  | https://assetserver.net/_assets/_prop65/shortform cancerandreprod_midat.jpg | US-United States | Mounts & Racks | Rack Accessories |  |  | 0 | Curved plexi front door for striking architectural appearance | Can be installed to hinge right or left and includes keylock | Black textured powder coat finish |  |  | 50.750 x 24.250 x 4.750 | <p>Curved plexi front door for striking architectural appearance</p>
Rack Accessories | Middle Atlantic | PFD-37 | 37 SP PLEXI FRONT DOOR UNIVERSAL BLK | 968 | 871.2 | [8 empty] | 656747012952 | Y | 27 |  |  | https://assetserver.net/_assets/_prop65/shortform cancerandreprod_midat.jpg | US-United States | Mounts & Racks | Rack Accessories |  |  | 0 | [5 empty] | 68.000 x 22.000 x 4.000 | Offered in lightly smoked plexiglass, fully vented, vented plexi, large perforated vented and solid configurations. Beveled corners provide a stylistically modern appearance, while hinging either left or right. Large perf door has 64% open area, regular perf vented doors have 25% open area. Black textured powder coat finish. Includes keylock.
Rack Accessories | Middle Atlantic | PTRK-RR21 | REAR RAIL KIT FOR PTRK-21 | 98 | 88.2 | [8 empty] | 656747013614 | Y | 5.47 |  |  | https://assetserver.net/_assets/_prop65/shortform cancerandreprod_midat.jpg | US-United States | Mounts & Racks | Rack Accessories |  |  | 0 | Compatibility: <p>PTRK Series PTRK-21 Portable Rack</p> | Limited Warranty: Lifetime |  |  |  | 3.000 x 3.000 x 27.000 | The PTRK-RR21 is a pair of heavy-gauge 10-32 threaded rack rails designed to provide strong and reliable support for equipment mounting in 19-inch racks. The rack rails are constructed with high-quality materials, ensuring durability and strength. The PTRK-RR21 is sold in pairs, making it easy to purchase and install. With its threaded design, the PTRK-RR21 makes it easy to mount equipment in a secure and stable manner.
Rack Accessories | Middle Atlantic | QBP-2A | QUIET 2 BLOWER PANEL, 1SP BL | 712 | 640.8 | [8 empty] | 656747182235 | Y | 5.2 |  |  | https://assetserver.net/_assets/_prop65/shortform cancerandreprod_midat.jpg | CN-China | Mounts & Racks | Rack Accessories |  |  | 0 | Quiet operation, only 32 dB while moving 100 CFM | Proportional thermostatic control, only runs when needed | Proprietary blowers have high static pressure to maintain airflow | Compact design, only one rackspace |  | 23.200 x 14.100 x 15.100 | <p>EIA compliant 19" Quiet Blower Panel shall be Middle Atlantic Products model # QBP-2A (suffix 'A' for Black Brushed and Anodized finish). Quiet Blower panel shall be finished in a black brushed and anodized and shall occupy 1 rackspace. QBP Series Blower panel shall activate at 87&deg;F (30.5&deg;C), reach full speed at 95&deg;F (35&deg;C) and switch off at 85&deg;F (29.4&deg;C). Quiet Blower panel shall displace 100 CFM with a maximum decibel level of 31 dB (measurements made 1 meter from source, centered horizontally and vertically). QBP shall meet applicable requirements under the Low Voltage Directive 2006/95/EC and EMC Directive 2004/108/EC. Quiet Blower panel shall be manufactured by an ISO 9001 and ISO 14001 registered company. Quiet Blower panel shall be warrantied to be free from defects in materials and workmanship under normal use and conditions for a period of 3 years. Quiet Blower panel shall include a UL Listed 12V DC power supply and temperature probe with a 9' cord.</p>
Rack Accessories | Middle Atlantic | QTFP-1 | QUIET FAN PNL TEXT FOR 1 FAN | 224 | 201.6 | [8 empty] | 656747013669 | Y | 3.78 |  |  | https://assetserver.net/_assets/_prop65/shortform cancerandreprod_midat.jpg | US-United States | Mounts & Racks | Rack Accessories |  |  | 0 | [5 empty] | 8.000 x 22.000 x 5.000 | Occupying three rackspaces, these fan panel assemblies provide quiet cooling for demanding environments. Each assembly comes complete with fan and grille installed. Available in a black brushed and anodized finish; cord and plug included.
Rack Accessories | Middle Atlantic | QTFP-2 | QUIET FAN PNL TEXT FOR 2 FANS | 270 | 243 | [8 empty] | 656747013676 | Y | 5.47 |  |  | https://assetserver.net/_assets/_prop65/shortform cancerandreprod_midat.jpg | US-United States | Mounts & Racks | Rack Accessories |  |  | 0 | Height: 5.3" | Compatibility: <ul><li>Quiet Fan Panel Assembly</li><li>2 x Fans</li><li>Grills</li></ul> | Limited Warranty: 3 Year |  |  | 22.000 x 7.750 x 4.000 | Occupying three rack spaces, these fan panel assemblies provide quiet cooling for demanding environments. Each assembly comes complete with fans and grilles installed. Available in a black textured powder coat finish; cord and plug included. Quiet fan panel assembly. 3 space panel includes 2 fans and grills.
Rack Accessories | Middle Atlantic | RC-2 | 2SP CLAMPING RACKSHELF | 130 | 117 | [8 empty] | 656747013751 | Y | 7.7 |  |  | https://assetserver.net/_assets/_prop65/shortform cancerandreprod_midat.jpg | US-United States | Mounts & Racks | Rack Accessories |  |  | 0 | Form Factor: Rack-mountable | Product Color: Black | Product Material: Steel | Height: 3.5" | Width: 19" | 20.500 x 17.250 x 3.750
Rack Accessories | Middle Atlantic | RFR-ERRK-16 | RFR EMC REAR RAIL 16SP | 98 | 88.2 | [8 empty] | 656747190872 | Y | 8.2 |  |  | https://assetserver.net/_assets/_prop65/shortform cancerandreprod_midat.jpg | US-United States | Mounts & Racks | Rack Accessories |  |  | 0 | Device Supported: Rack | Rack Height: 16U | Height: 28" | Compatibility: Middle Atlantic Products RFR Rack Series | Environmental Certification: GREENGUARD | 29.000 x 3.500 x 4.250 | The RFR-ERRK-16 is a pair of heavy gauge 10-32 threaded rear rack rails designed to provide secure and stable equipment mounting in 19-inch racks. The rack rails are constructed with high-quality materials, ensuring durability and strength. The RFR-ERRK-16 is sold in pairs and comes with all the necessary mounting hardware, making it easy to purchase and install. With its threaded design, the RFR-ERRK-16 makes it easy to mount equipment in a secure and stable manner.
Rack Accessories | Middle Atlantic | RK-GD14 | 14SP GLASS DOOR FOR BRK/OBRK | 304 | 273.6 | [8 empty] | 656747075940 | Y | 9 |  |  | https://assetserver.net/_assets/_prop65/shortform cancerandreprod_midat.jpg | US-United States | Mounts & Racks | Rack Accessories |  |  | 0 | Product Color: Smoke | Limited Warranty: 1 Year |  |  |  | 29.000 x 22.000 x 5.750
Rack Accessories | Middle Atlantic | RK-GD16 | 16SP GLASS DOOR FOR BRK/OBRK | 338 | 304.2 | [8 empty] | 656747075957 | Y | 11.1 |  |  | https://assetserver.net/_assets/_prop65/shortform cancerandreprod_midat.jpg | US-United States | Mounts & Racks | Rack Accessories |  |  | 0 | Product Color: Smoke | Product Material: Glass | Compatible Rack Height: 16U | Compatibility: <p><b>Middle Atlantic Laminate Racks Series:</b></p><ul><li>RK</li><li>BRK</li></ul> | Limited Warranty: 1 Year | 32.500 x 22.000 x 5.750
Rack Accessories | Middle Atlantic | RK-RAP16 | 16SP RK REAR ACCESS KIT,BLACK | 356 | 320.4 | [8 empty] | 656747099700 | Y | 16.7 | https://assetserver.net/_assets/middle atlantic/1000/rkrap16.jpg |  | https://assetserver.net/_assets/_prop65/shortform cancerandreprod_midat.jpg | US-United States | Mounts & Racks | Rack Accessories |  |  | 0 | [5 empty] | 26.000 x 22.000 x 5.000 | Locking rear panel with brush cable entry, finish matches DTRK
Rack Accessories | Middle Atlantic | RK-RR16 | 16SP(28")RAIL KIT RK/BRK | 77 | 69.3 | [8 empty] | 656747076817 | Y | 4.2 | https://assetserver.net/_assets/middle atlantic/1000/rkrr16.jpg |  | https://assetserver.net/_assets/_prop65/shortform cancerandreprod_midat.jpg | US | Mounts & Racks | Rack Accessories |  |  | 0 | [5 empty] | 29.000 x 4.000 x 2.000 | Heavy-gauge 10-32 threaded rackrail, sold in pairs
Rack Accessories | Middle Atlantic | RKW | BRK/RK LOCKING WHEEL OPTION | 103 | 92.7 | [8 empty] | 656747014284 | Y | 3.57 |  |  | https://assetserver.net/_assets/_prop65/shortform cancerandreprod_midat.jpg | US-United States | Mounts & Racks | Rack Accessories |  |  | 0 | Diameter: 2" | Load Capacity: 150 lb | Application/Usage: Rack | Product Color: Black | Product Color: Zinc | 8.500 x 8.500 x 8.500
Rack Accessories | Middle Atlantic | RLM-20-1CA | 20A CONTROLLED MODULE,CORD | 340 | 306 | [8 empty] | 656747190711 | Y | 5 |  |  | https://assetserver.net/_assets/_prop65/shortform cancerandreprod_midat.jpg | CN-China | Mounts & Racks | Rack Accessories |  |  | 0 | Stand alone modules, already installed in a MPR style enclosure with an attached power cord | Ready to use out of the box. | Fast, flexible solution to many installation challenges |  |  | 24.250 x 4.250 x 4.000 | <p>The Middle Atlantic RLM-20-1CA is a versatile remote power module designed to fit seamlessly into MPR raceways. This stand-alone module comes pre-installed in an MPR-style enclosure and includes an attached power cord, making it ready to use straight out of the box. It offers a fast and flexible solution to a variety of installation challenges, ensuring efficient and reliable power management for your setup.</p>
Rack Accessories | Middle Atlantic | RM-LCD-PNLK | 3SP LCD PNL W/KNUCKLE | 283 | 254.7 | [8 empty] | 656747123887 | Y | 7.7 |  |  | https://assetserver.net/_assets/_prop65/shortform cancerandreprod_midat.jpg | US | Mounts & Racks | Rack Accessories |  |  | 0 | Your choice of five mounting styles | Generous front to back adjustment | Versatile rackmounting of LCD screen from 15" to 19", including some 20" monitors | Includes both VESA 75 and VESA 100 mounting patterns | RM-LCD-MT can mount larger monitors, up to 32" depending on weight | 20.500 x 7.500 x 6.400 | Versatile screen mounting with generous front-to-rear adjustment.
Rack Accessories | Middle Atlantic | RSH4A2M | CUS RACKSHLF2SP ANOD 14DP | 260 | 234 | [8 empty] | 656747034763 | Y | 7 |  |  | https://assetserver.net/_assets/_prop65/shortform cancerandreprod_midat.jpg | US-United States | Mounts & Racks | Rack Accessories |  |  | 0 | Custom cut to provide a perfect opening in the face | Comes with an appropriate-sized vented rackshelf |  |  |  | 22.000 x 18.000 x 2.000 | <p>With the innovative RSH custom rackmounts, virtually any component can be installed in a standard 19" enclosure without modification. Custom cut to provide a perfect opening for the face of the component that is being mounted, each RSH unit provides a neatly-trimmed installation with a perfect fit and no gaps. With accurate details on over 9,500 components in our measured unit database, chances are we have the component needed on file. Unit assembles easily in minutes and includes rear brackets to prevent the mounted component from sliding back. Fully ventilated ears and bottom promote cooling. Depending on the needs of the installation, the units can be ordered with a black textured finish (model RSH4S) or a black brushed and anodized finish (model RSH4A). Bottom depths are automatically provided in 11-1/2", 14", 15-1/2", 17-1/2", or 20-1/2" styles. Custom rackmounts will accept any component up to 17-3/4" wide. Individual custom faces (less rack ears and shelf bottom) are also available in a black textured finish (model SFACE) or a black brushed and anodized finish (model AFACE). LCD rackmounts also available to mount most LCD monitors with up to a 17" screen size or with a maximum width of 17-3/8". NOTE: custom rackshelf height is specified at the factory based on physical restrictions. Visit middleatlantic.com to find heights on all measured components, or design the system in RackTools&reg; or Visio&reg; Blocks, which are both updated regularly with the latest components.</p>
Rack Accessories | Middle Atlantic | RSH4A2S | CUS RACKSHLF2SP ANOD 11.5DP | 260 | 234 | [8 empty] | 656747016141 | Y | 7 | https://assetserver.net/_assets/middle atlantic/1000/rsh4a2s.jpg |  | https://assetserver.net/_assets/_prop65/shortform cancerandreprod_midat.jpg | US-United States | Mounts & Racks | Rack Accessories |  |  | 0 | Features: Vented | Form Factor: Rack-mountable | Product Color: Black | Height: 3.5" | Width: 1" | 22.000 x 18.000 x 2.000 | With the innovative RSH custom rackmounts, virtually any component can be installed in a standard 19-inch enclosure without modification. Custom cut to provide a perfect opening for the face of the component that is being mounted, each RSH unit provides a neatly-trimmed installation with a perfect fit and no gaps. With accurate details on over 9,500 components in our measured unit database, chances are we have the component needed on file. Unit assembles easily in minutes and includes rear brackets to prevent the mounted component from sliding back. Fully ventilated ears and bottom promote cooling. Depending on the needs of the installation, the units can be ordered with a black textured finish (model RSH4S) or a black brushed and anodized finish (model RSH4A). Bottom depths are automatically provided in 11-1/2-inch, 14-inch, 15-1/2-inch, 17-1/2-inch, or 20-1/2-inch styles. Custom rackmounts will accept any component up to 17-3/4-inch wide.
Rack Accessories | Middle Atlantic | RSH4A3M | CUS RACKSHLF3SP ANOD 14DP | 260 | 234 | 1 | [5 empty] | 1 |  | 656747046186 | Y | 8 |  |  | https://assetserver.net/_assets/_prop65/shortform cancerandreprod_midat.jpg | US | Mounts & Racks | Rack Accessories |  |  | 0 | Product Color: Black | Product Material: Aluminum | Product Material: Steel | Height: 5.2" | Width: 19" | 22.000 x 18.000 x 2.000 | With the innovative RSH custom rackmounts, virtually any component can be installed in a standard 19-inch enclosure without modification. Custom cut to provide a perfect opening for the face of the component that is being mounted, each RSH unit provides a neatly-trimmed installation with a perfect fit and no gaps. With accurate details on over 9,500 components in our measured unit database, chances are we have the component needed on file. Unit assembles easily in minutes and includes rear brackets to prevent the mounted component from sliding back. Fully ventilated ears and bottom promote cooling. Depending on the needs of the installation, the units can be ordered with a black textured finish (model RSH4S) or a black brushed and anodized finish (model RSH4A). Bottom depths are automatically provided in 11-1/2-inch, 14-inch, 15-1/2-inch, 17-1/2-inch, or 20-1/2-inch styles. Custom rackmounts will accept any component up to 17-3/4-inch wide.
Rack Accessories | Middle Atlantic | RSH4A3S | CUS RACKSHLF3SP ANOD 11.5DP | 260 | 234 | [8 empty] | 656747016424 | Y | 8 |  |  | https://assetserver.net/_assets/_prop65/shortform cancerandreprod_midat.jpg | US-United States | Mounts & Racks | Rack Accessories |  |  | 0 | Product Color: Black | Product Material: Aluminum | Product Material: Steel | Height: 5.2" | Width: 19" | 22.000 x 18.000 x 2.000 | With the innovative RSH custom rackmounts, virtually any component can be installed in a standard 19-inch enclosure without modification. Custom cut to provide a perfect opening for the face of the component that is being mounted, each RSH unit provides a neatly-trimmed installation with a perfect fit and no gaps. With accurate details on over 9,500 components in our measured unit database, chances are we have the component needed on file. Unit assembles easily in minutes and includes rear brackets to prevent the mounted component from sliding back. Fully ventilated ears and bottom promote cooling. Depending on the needs of the installation, the units can be ordered with a black textured finish (model RSH4S) or a black brushed and anodized finish (model RSH4A). Bottom depths are automatically provided in 11-1/2-inch, 14-inch, 15-1/2-inch, 17-1/2-inch, or 20-1/2-inch styles. Custom rackmounts will accept any component up to 17-3/4-inch wide.
Rack Accessories | Middle Atlantic | RSHA-SONOS-AMP2 | 4RU SHELF,4 SONOS AMP,BA | 353 | 317.7 | [8 empty] | 656747375453 | Y | 6 | https://assetserver.net/_assets/middle atlantic/1000/rshasonosamp2.jpg |  | https://assetserver.net/_assets/_prop65/prop65 label.jpg | US-United States | Mounts & Racks | Rack Accessories |  |  | 0 | Form Factor: Rack-mountable | Product Color: Black Powder Coat | Product Color: Brushed Black | Product Material: Steel | Product Material: Anodized Aluminum | 22.000 x 18.000 x 2.500 | <p><b>RSH + Sonos Amp </b><br /><br /><b>Together turning your home entertainment up a notch.</b><br /><br />If you are installing a multi-zone Sonos Amp system in an enclosure, you need the new purpose-built RSH shelf. The RSHA-SONOS-AMP2 shelf was designed in partnership with Sonos to provide you with the ultimate mounting solution. It comes equipped with shelf mounted lacing bars for cable management, clamping bars to secure your Sonos Amps and an anodized faceplate, all in a single part #.<br /><br />This RSH shelf has our patented unique "face-after" design, meaning you can assemble tool-free, install up to two Sonos Amps and pop on the faceplate after its rack mounted.</p> <ul> <li>Shelf face is specifically designed for the Sonos Amp</li> <li>Unique 'face-after' design allows for easy installation and switch out of components</li> <li>Includes lacing bars for cable management</li> <li>Includes clamping bars to keep Sonos Amps secure</li> <li>Patented Tool-free shelf assembly in seconds</li> <li>Add components and manage cables effectively using the patented universal mounting pattern</li> <li>Pop and twist rear stop brackets enable quick and fine adjustment of component positioning</li> <li>Fully ventilated ears and bottom promote cooling airflow</li> <li>Black brushed and anodized finish</li> <li>RoHS compliant</li> <li>Precision cut opening provides a clean, professional look, keeps components secure and enables optimal thermal management for system reliability</li> <li>Over 11,000 measured components in the growing database</li> </ul>
Rack Accessories | Middle Atlantic | S1 | 1SP PERFORATED SECURITY COVER | 59 | 53.1 | [8 empty] | 656747020476 | Y | 0.6 |  |  | https://assetserver.net/_assets/_prop65/shortform cancerandreprod_midat.jpg | CN-China | Mounts & Racks | Rack Accessories |  |  | 0 | Product Color: Black | Height: 1.8" | Width: 19" | Depth: 1" | Compatibility: <p>EIA</p> | 19.000 x 1.750 x 2.000 | <p>Eliminate the prospect of any tampering with these tough security covers. Offered in large or fine perforation styles (models S) each cover is 1" deep. Includes installed rubber edging that won't mar the equipment you're trying to protect. To enhance the level of security, use our security rack screws.</p>
Rack Accessories | Middle Atlantic | SFD-LOCKPB-BD | FD KEYED POP-BAT W/ F CAM | 102 | 91.8 | [9 empty] | Y | 0 |  |  | https://assetserver.net/_assets/_prop65/ca prop 65 short form label.jpg | US-United States | Mounts & Racks | Rack Accessories |  |  | 0 | [6 empty] | In Stock Orders Over 150.00 Ship Free And All Are Built To Order and Ship Direct From Middle Atlantic in NJ ILL or CA in 1-3 Days.
Rack Accessories | Middle Atlantic | SPN-37-267 | PR BLK 37SP SDS FOR 26-27D RK | 816 | 734.4 | [8 empty] | 656747021541 | Y | 48.2 |  |  | https://assetserver.net/_assets/_prop65/shortform cancerandreprod_midat.jpg | US | Mounts & Racks | Rack Accessories |  |  | 0 | Product Color: Black | Limited Warranty: Lifetime |  |  |  | 39.000 x 29.000 x 5.000
Rack Accessories | Middle Atlantic | SR28-6-FK | SR28 SERIES THERMAL KIT,440CFM | 397 | 357.3 | [8 empty] | 656747403705 | Y | 6 |  |  |  | US | Mounts & Racks | Rack Accessories |  |  | 0 | Compatibility: <p>Middle Atlantic SR Series Wall Racks</p> |  |  |  |  | 29.000 x 9.000 x 4.000 | <p>The Middle Atlantic SR28-6-FK Fan Kit is a powerful cooling solution designed for the 32in deep, 28in wide SR Series Wall Racks. It ensures effective thermal management by moving up to 440 CFM (Cubic Feet per Minute) of air at a low noise level of 52 dBA (measured at 1 meter). This fan kit includes two 120V AC-powered 6in fans, which are essential for maintaining optimal airflow within your rack system. For added safety, the kit comes with four fan guards-two for the inside and two for the outside of the rack. The package also includes necessary vent blockers to optimize airflow, along with mounting hardware and a 6-foot power cord for easy installation. This fan kit is ideal for ensuring your equipment stays cool and operates efficiently in any installation.</p>
Rack Accessories | Middle Atlantic | SS | SLIDING SHELF | 283 | 254.7 | 11 | [5 empty] | 8 | 3 | 656747021886 | Y | 11.2 |  |  | https://assetserver.net/_assets/_prop65/shortform cancerandreprod_midat.jpg | US-United States | Mounts & Racks | Rack Accessories |  |  | 0 | Form Factor: Rack-mountable | Product Color: Black Powder Coat | Product Color: Brushed Black | Product Material: Steel | Maximum Weight Capacity: 50 lb | 14.000 x 21.000 x 3.000 | The SS sliding shelf is both functional and rugged. The shelf slides on ball bearings and extends a full 13" and mounts to any rack (rear rack rail required in steel racks). Occupies slightly more than a single rack space.<br /><br /> This sliding rack shelf has a 50 lbs. weight capacity with rugged ball bearing slides and occupies one rack space. This shelf has adjustable rear support to mount in most racks.
Rack Accessories | Middle Atlantic | SSL | 1SP LAMINATED SLIDING SHELF | 193 | 173.7 | 3 |  |  | 1 |  |  | 2 |  | 656747021978 | Y | 10.6 |  |  | https://assetserver.net/_assets/_prop65/shortform cancerandreprod_midat.jpg | US-United States | Mounts & Racks | Rack Accessories |  |  | 0 | Features: Adjustable Rear Rail | Form Factor: Rack-mountable | Product Color: Black | Maximum Weight Capacity: 35 lb | Height: 1.8" | 14.000 x 21.000 x 3.000 | <p>Filling just a single rack space, our low profile SSL sliding shelf extends 10" on 3/4" nylon roller slides equipped with positive-stop lockouts. A telescopic rear support mounts to any rack. The shelf itself is made with an attractive black laminate material. 35 lb. weight capacity.</p>
Rack Accessories | Middle Atlantic | SSPN-44-312 | 44SP,31-32D HALF PNL 2PC | 722 | 649.8 | [8 empty] | 656747137969 | Y | 34 | https://assetserver.net/_assets/middle atlantic/1000/sspn44312.jpg | https://assetserver.net/_assets/middle atlantic/pdf/sspn44312-spec.pdf |  | US | Mounts & Racks | Rack Accessories |  |  | 0 | Equipped with recessed lift handles for easy installation and removal | Includes optional user-installed key lock for security | Steel construction, black powder coat finish | Each side panel adds 5/8” to overall width | Sold in pairs (four half-height panels) | 46.000 x 34.000 x 4.000 | Solid steel panels with recessed lift handles and key lock; pair
Rack Accessories | Middle Atlantic | U1 | 1SP RACKSHELF 11DP | 81 | 72.9 | 1 | 1 | [6 empty] | 656747022678 | Y | 4.4 |  |  | https://assetserver.net/_assets/_prop65/shortform cancerandreprod_midat.jpg | US-United States | Mounts & Racks | Rack Accessories |  |  | 0 | Form Factor: Rack-mountable | Product Color: Black | Maximum Weight Capacity: 35 lb | Height: 1.8" | Width: 17.4" | 14.000 x 21.000 x 3.000 | The Middle Atlantic U1 is a robust 1RU rack-mounted shelf designed to provide reliable storage and support for your equipment. With a depth of 10.8 inches, this shelf is perfect for accommodating a variety of devices, such as network switches, audio/video components, or other gear in your rack setup. Constructed from welded steel, the U1 ensures exceptional durability and strength, making it suitable for demanding environments. The shelf features a sleek black powder coat finish, offering a professional appearance while also protecting against scratches and wear. Ideal for use in commercial AV, IT, or broadcast applications, the Middle Atlantic U1 combines functionality with quality craftsmanship to enhance your rack system.
Rack Accessories | Middle Atlantic | U1MP | 50PC U1 MASTER PACK | 2849 | 2564.1 | [8 empty] | 656747022685 | Y | 246 |  |  | https://assetserver.net/_assets/_prop65/shortform cancerandreprod_midat.jpg | US-United States | Mounts & Racks | Rack Accessories |  |  | 0 | Form Factor: Rack-mountable | Product Color: Black Powder Coat | Product Material: Steel | Maximum Weight Capacity: 35 lb | Height: 1.8" | 48.000 x 40.000 x 21.000
Rack Accessories | Middle Atlantic | U1V | 1SP VENTED UTILITY SHELF | 83 | 74.7 | 48 |  | 7 |  |  |  | 7 | 34 | 656747186684 | Y | 3.9 |  |  | https://assetserver.net/_assets/_prop65/shortform cancerandreprod_midat.jpg | MX-Mexico | Mounts & Racks | Rack Accessories |  |  | 0 | Features: Vented | Form Factor: Rack-mountable | Product Color: Black Powder Coat | Product Material: Steel | Maximum Weight Capacity: 35 lb | 20.000 x 13.500 x 2.000 | This Middle Atlantic utility rack shelf has welded steel construction, fully vented bottom and sides for heat dissipation and includes 3 rear brackets to prevent components from sliding backwards.
Rack Accessories | Middle Atlantic | U2 | 2SP RACKSHELF 14.75DP | 106 | 95.4 | 4 |  |  | 1 | 1 |  | 2 |  | 656747022692 | Y | 6.55 |  |  | https://assetserver.net/_assets/_prop65/shortform cancerandreprod_midat.jpg | US-United States | Mounts & Racks | Rack Accessories |  |  | 0 | Product Color: Black Powder Coat | Product Material: Steel | Maximum Weight Capacity: 50 lb | Height: 3.5" | Width: 17.4" | 14.000 x 21.000 x 3.000 | <p>These easy-to-install shelves fit all components up to 17 3/8" wide to quickly meet all of your rackmounting needs. Made from 16-gauge steel, each unit is individually boxed.</p>
Rack Accessories | Middle Atlantic | U2MP | RCV as MP then Adjust to Single Part - U2 x50 | 3611 | 3249.9 | [8 empty] | 656747022708 | Y | 362 |  |  | https://assetserver.net/_assets/_prop65/shortform cancerandreprod_midat.jpg | US-United States | Mounts & Racks | Rack Accessories |  |  | 0 | Form Factor: Rack-mountable | Product Color: Black Powder Coat | Product Material: Steel | Maximum Weight Capacity: 50 lb | Height: 3.5" | 14.000 x 21.000 x 3.000 | These easy-to-install shelves fit all components up to 17 3/8-inch wide to quickly meet all of your rackmounting needs. Made from 16-gauge steel, each unit is individually boxed.
Rack Accessories | Middle Atlantic | U2V | 2 SPACE VENTED UTILITY SHELF | 107 | 96.3 | 4 |  |  |  | 1 |  | 3 |  | 656747110603 | Y | 6.25 |  |  | https://assetserver.net/_assets/_prop65/shortform cancerandreprod_midat.jpg | US-United States | Mounts & Racks | Rack Accessories |  |  | 0 | Features: Vented | Form Factor: Rack-mountable | Product Color: Black Powder Coat | Maximum Weight Capacity: 50 lb | Height: 3.5" | 21.000 x 17.500 x 3.750 | The U2V is a 2RU, 15.4in deep vented rack mounted shelf designed to hold a variety of components. The rack mounted shelf is made of welded steel construction with a black powder coat finish, ensuring long-lasting durability. The U2V features fully vented bottom and sides to promote heat dissipation, ensuring that your components stay cool even during prolonged use. This rack mounted shelf accepts optional clamping bars to secure components, providing added safety and stability. The U2V also accepts the PD-815SC-PBSH power strip, which provides ample power for your components. It includes 3 rear brackets to prevent components from sliding backward, ensuring that your equipment remains securely in place. If you need a sturdy and reliable vented shelf for your components, the Middle Atlantic U2V is an excellent choice. With its welded steel construction, black powder coat finish, and fully vented bottom and sides, the U2V provides both durability and efficient heat dissipation.
Rack Accessories | Middle Atlantic | U3 | 3SP RACKSHELF 14.75DP | 121 | 108.9 | [8 empty] | 656747022746 | Y | 8.6 |  |  | https://assetserver.net/_assets/_prop65/shortform cancerandreprod_midat.jpg | US-United States | Mounts & Racks | Rack Accessories |  |  | 0 | Form Factor: Rack-mountable | Product Color: Black Powder Coat | Product Material: Steel | Maximum Weight Capacity: 70 lb | Height: 5.3" | 14.000 x 21.000 x 3.000 | <p>These easy-to-install shelves fit all components up to 17 3/8" wide to quickly meet all of your rackmounting needs. Made from 16-gauge steel, each unit is individually boxed.</p>
Rack Accessories | Middle Atlantic | U3MP | RCV as MP then Adjust to Single Part - U3 x36 | 2926 | 2633.4 | [8 empty] | 656747022791 | Y | 330 |  |  | https://assetserver.net/_assets/_prop65/shortform cancerandreprod_midat.jpg | US-United States | Mounts & Racks | Rack Accessories |  |  | 0 | Form Factor: Rack-mountable | Product Color: Black Powder Coat | Product Material: Steel | Maximum Weight Capacity: 60.01 lb | Height: 5.3" | 14.000 x 21.000 x 3.000
Rack Accessories | Middle Atlantic | U3V | 3 SPACE VENTED UTILITY SHELF | 124 | 111.6 | [8 empty] | 656747110610 | Y | 8.08 |  |  | https://assetserver.net/_assets/_prop65/shortform cancerandreprod_midat.jpg | US-United States | Mounts & Racks | Rack Accessories |  |  | 0 | Features: Vented | Form Factor: Rack-mountable | Product Color: Black | Maximum Weight Capacity: 70 lb | Height: 3.5" | 16.000 x 18.000 x 6.000 | The Middle Atlantic U3V is a 3RU, 15.4-inch deep rackshelf designed for secure and efficient equipment mounting. Constructed from welded steel and finished with a black powder coat, it offers durability and a professional appearance. The unit features fully vented bottom and sides for optimal heat dissipation, ensuring proper airflow to maintain equipment performance. It accommodates optional clamping bars for securing components and supports the installation of a PD-815SC-PBSH power strip. Additionally, it includes three rear brackets to prevent components from sliding backward, providing extra stability and security.
Rack Accessories | Middle Atlantic | UD1 | 1SP UTILITY DRAWER,BLACK | 220 | 198 | [8 empty] | 656747112041 | Y | 11.4 |  |  | https://assetserver.net/_assets/_prop65/shortform cancerandreprod_midat.jpg | US-United States | Mounts & Racks | Rack Accessories |  |  | 0 | Product Color: Black | Product Material: Steel | Maximum Weight Capacity: 50 lb | Height: 1.8" | Width: 15.8" | 26.000 x 25.000 x 5.000 | <p>Drawer contents will always remain inside with the fully enclosed design of our UD series rackmountable utility drawers (2, 3 and 4 space drawers only). 1 space drawer can be reversed for use as a sliding shelf. Each model comes with a face mounted drawer pull. A user-installed latch and keylock are available for 2, 3 and 4 space models. Black powder coat finish. 50 lb. weight capacity.</p>
Rack Accessories | Middle Atlantic | UD2 | 2SP UTILITY DRAWER,BLACK | 241 | 216.9 | 1 | [5 empty] | 1 |  | 656747022999 | Y | 15.7 |  |  | https://assetserver.net/_assets/_prop65/shortform cancerandreprod_midat.jpg | US-United States | Mounts & Racks | Rack Accessories |  |  | 0 | Product Color: Black | Product Material: Steel | Maximum Weight Capacity: 50 lb | Height: 7" | Width: 15.9" | 20.750 x 18.750 x 8.500 | The UD Series rack drawer offer an economical rack storage solution. Full extension ball bearing slides extend a full 14" to reveal inside dimensions measuring 15-7/8" wide by 14-1/2" deep. Each model comes with a face formed drawer pull. User-installed latch and keylock are available options. Black powder coat finish.<br /><br /> Ships fully assembled and ready to install.
Rack Accessories | Middle Atlantic | UD3 | 3SP UTILITY DRAWER,BLACK | 260 | 234 | [8 empty] | 656747023002 | Y | 18.5 |  |  | https://assetserver.net/_assets/_prop65/shortform cancerandreprod_midat.jpg | US-United States | Mounts & Racks | Rack Accessories |  |  | 0 | Product Color: Black | Product Material: Steel | Maximum Weight Capacity: 50 lb | Height: 5.3" | Width: 15.9" | 20.750 x 18.750 x 8.500 | Drawer contents will always remain inside with the fully enclosed design of our UD series rackmountable utility drawers. Full extension ball bearing slides smoothly extend a full 14"" to reveal inside dimensions measuring 15 7/8 wide by 14 1/2"" deep. Storage height is only 1/2 less than the actual racking height. Each model comes with a face mounted drawer pull. A user-installed latch and keylock are optionally available.
Rack Accessories | Middle Atlantic | UD4 | 4SP UTILITY DRAWER,BLACK | 296 | 266.4 | 11 | 11 | [6 empty] | 656747023019 | Y | 21.05 |  |  | https://assetserver.net/_assets/_prop65/shortform cancerandreprod_midat.jpg | US-United States | Mounts & Racks | Rack Accessories |  |  | 0 | Product Color: Black | Product Material: Steel | Maximum Weight Capacity: 50 lb | Height: 7" | Width: 15.9" | 20.000 x 21.000 x 8.000 | Drawer contents will always remain inside with the fully enclosed design of our UD series rackmountable utility drawers. Full extension ball bearing slides smoothly extend a full 14"" to reveal inside dimensions measuring 15 7/8 wide by 14 1/2"" deep. Storage height is only 1/2 less than the actual racking height. Each model comes with a face mounted drawer pull. A user-installed latch and keylock are optionally available.
Rack Accessories | Middle Atlantic | UQFP-4RA | ULTRA-QUIET FAN PNL 4 FAN BLACK | 719 | 647.1 | [8 empty] | 656747103865 | Y | 4 | https://assetserver.net/_assets/middle atlantic/1000/uqfp4ra.jpg |  | https://assetserver.net/_assets/_prop65/shortform cancerandreprod_midat.jpg | CN-China | Mounts & Racks | Rack Accessories |  |  | 0 | Cooling panel rated 100 CFM at 27 dB | Intelligent thermostatic proportional control | Black brushed and anodized finish | 110V input voltage |  | 6.500 x 6.500 x 23.500 | A UQFP-4RA is a fan panel that is capable of delivering a maximum air flow of 100 CFM. The DC fan panel operates at a quiet noise level of 27dB, making it suitable for use in environments where low noise levels are required. The intelligent thermostatic proportional control provides accurate temperature sensing, enabling the fan panel to adjust its speed based on the ambient temperature, ensuring optimal cooling performance.
Rack Accessories | Middle Atlantic | UQFP-4RT | ULTRA QFP 4FAN REM THERMISTOR | 456 | 410.4 | 10 | [6 empty] | 10 | 656747129711 | Y | 3 | https://assetserver.net/_assets/middle atlantic/1000/uqfp4rt.jpg |  | https://assetserver.net/_assets/_prop65/shortform cancerandreprod_midat.jpg | N/A | Mounts & Racks | Rack Accessories |  |  | 0 | Intelligent thermostatic proportional control | Front panel mounted switch |  |  |  | 6.500 x 6.500 x 23.500 | Includes on/off switch and user EIA/TIA Compliant selectable thermostatic control function • DC fans for long life and energy savings • Front panel mounted switch
Rack Accessories | Middle Atlantic | USC-SW | REMOTE SWITCH WALL PLATE | 210 | 189 | [8 empty] | 656747081880 | Y | 0.3 | https://assetserver.net/_assets/middle atlantic/1000/uscsw.jpg |  | https://assetserver.net/_assets/_prop65/shortform cancerandreprod_midat.jpg | US-United States | Mounts & Racks | Rack Accessories |  |  | 0 | Remote wallplate switch initiates remote up/down sequencing | Works with MPR-SEQ, MPR-SEQ-1C, PDS Series, USC-6R |  |  |  | 9.000 x 5.000 x 3.000 | <p>A remote switch or key that provides remote up/down sequence initiation. Status LED indicators are also provided on some switches and connect to our USC-6R Universal Sequencing Controller via a convenient RJ-45 jack and terminal block. Decora&reg; mount switches mount only to Middle Atlantic Products with Decora&reg; shaped openings (panels and racks).</p>
Rack Accessories | Middle Atlantic | UTR1 | 1SP UNIVERSAL HALF-RACK TRAY | 65 | 58.5 | 25 | 25 | [6 empty] | 656747023125 | Y | 3.35 |  |  | https://assetserver.net/_assets/_prop65/shortform cancerandreprod_midat.jpg | CN-China | Mounts & Racks | Rack Accessories |  |  | 0 | Features: Vented | Form Factor: Rack-mountable | Product Color: Black | Product Material: Steel | Height: 1.7" | 14.000 x 21.000 x 3.000 | Designed to mount smaller components, wireless units and other non-rackmount equipment. This rack mounted shelf includes hook-and-loop strips for component mounting. Features an enhanced ventilation pattern. Constructed from 16-gauge steel. Finished in a durable black powder coat. Holds small components, wireless units and similar gear. Includes two 2in x 10in hook and loop strips for component mounting. Vented for cooling air circulation.
Rack Accessories | Middle Atlantic | UTR1MP | RCV as MP then Adjust to Single Part - UTR1 x50 | 2438 | 2194.2 | [8 empty] | 656747023132 | N | 194 |  |  | https://assetserver.net/_assets/_prop65/shortform cancerandreprod_midat.jpg | US-United States | Mounts & Racks | Rack Accessories |  |  | 0 | Form Factor: Rack-mountable | Product Color: Black Powder Coat | Product Material: Steel | Maximum Weight Capacity: 25 lb | Height: 1.8" | 14.000 x 21.000 x 3.000 | <p>Designed to mount smaller components, wireless units and other non-rackmount equipment. Includes hook-and-loop strips for component mounting. Features an enhanced ventilation pattern Constructed from 16-gauge steel Finished in a durable black powder coat</p>
Rack Accessories | Middle Atlantic | VFD-24 | 24SP VENT.FR.DOOR,UNIV.BLK | 541 | 486.9 | [8 empty] | 656747023347 | Y | 19.9 |  |  | https://assetserver.net/_assets/_prop65/shortform cancerandreprod_midat.jpg | US | Mounts & Racks | Rack Accessories |  |  | 0 | [5 empty] | 22.000 x 47.000 x 5.000 | Offered in lightly smoked plexiglass, fully vented, vented plexi, large perforated vented and solid configurations. Beveled corners provide a stylistically modern appearance, while hinging either left or right. Large perf door has 64% open area, regular perf vented doors have 25% open area. Black textured powder coat finish. Includes keylock.
Rack Accessories | Middle Atlantic | VPM-3 | 3SP VERTICAL PANEL MOUNT | 171 | 153.9 | 3 |  |  | 3 |  |  |  |  | 656747123757 | Y | 4 |  | https://assetserver.net/_assets/middle atlantic/pdf/vpm3-spec.pdf | https://assetserver.net/_assets/_prop65/shortform cancerandreprod_midat.jpg | US-United States | Mounts & Racks | Rack Accessories |  |  | 0 | Can accommodate all depths of equipment | Mounts horizontally or vertically for versatile component placement | Heavy duty 10Â­32 threaded rackrail | Use two to provide 4Â­point mounting | Includes hole for safety screw (for under desk mounting) | 14.000 x 21.000 x 3.000 | Choose this versatile rack for applications where a protective enclosure is not required. The VPM series accommodates all depths of equipment, and can be used either as a horizontal mount under a desk or table, or vertically as a wall mount.
Rack Accessories | Middle Atlantic | VPM-4 | 4SP VERTICAL PANEL MOUNT | 190 | 171 | [8 empty] | 656747123764 | Y | 3.8 |  |  | https://assetserver.net/_assets/_prop65/shortform cancerandreprod_midat.jpg | US-United States | Mounts & Racks | Rack Accessories |  |  | 0 | Product Color: Black | Product Material: Steel | Compatible Rack Height: 4U | Height: 7" | Width: 19.3" | 14.000 x 21.000 x 3.000 | <b>VPM-4</b> <br />Choose this versatile rack for applications where a protective enclosure is not required. The VPM series accommodates all depths of equipment, and can be used either as a horizontal mount under a desk or table, or vertically as a wall mount.
Rack Accessories | Middle Atlantic | VSA-1626 | 16"-26"D TELESCOPING SHELF,1.5"H | 235 | 211.5 | [8 empty] | 656747094552 | Y | 12.9 |  |  | https://assetserver.net/_assets/_prop65/shortform cancerandreprod_midat.jpg | CN-China | Mounts & Racks | Rack Accessories |  |  | 0 | Product Color: Black | Product Material: Steel | Height: 1.5" | Rack Height: 1U | Weight (Approximate): 500 lb | 14.000 x 21.000 x 3.000 | The most versatile, heavy duty shelf available! Unlike standard adjustable shelves, the entire VSA shelf telescopes to reach rear rail, providing a range of useable depths from 16in to 26in. Providing the greatest useable depth in its class and featuring a 400 lbs weight capacity, the heavy-duty VSA is ideal for even the deepest components. Constructed of hemmed 16-gauge steel and finished in a durable black powder coat, the VSA is fully vented for superior cooling and features many tie points for enhanced cable management. Fully vented shelf for superior cooling, with high 400 lbs weight capacity. Adjustable 4-point mounting range from 16in to 26in. Black powder coat finish.
Rack Accessories | Middle Atlantic | VSA-2744 | 27"-44"TELESCOPING SHELF,1.5"H | 285 | 256.5 | [8 empty] | 656747094958 | Y | 19.8 |  |  | https://assetserver.net/_assets/_prop65/shortform cancerandreprod_midat.jpg | CN-China | Mounts & Racks | Rack Accessories |  |  | 0 | Product Color: Black | Product Material: Steel | Height: 1.5" | Width: 19" | Depth: 27" | 14.000 x 21.000 x 3.000 | The most versatile, heavy duty shelf available! Unlike standard adjustable shelves, the entire VSA shelf telescopes to reach rear rail, providing a range of useable depths from 27in to 44in. Providing the greatest useable depth in its class and featuring a 400 lbs weight capacity, the heavy-duty VSA is ideal for even the deepest components. Constructed of hemmed 16-gauge steel and finished in a durable black powder coat, the VSA is fully vented for superior cooling and features many tie points for enhanced cable management. Fully vented shelf for superior cooling, with high 400 lbs weight capacity. Adjustable 4-point mounting range from 27in to 44in. Black powder coat finish.
Rack Accessories | Middle Atlantic | VT1 | 1SP PERFORATED VENT PANEL | 31 | 27.9 | 2 | 2 | [6 empty] | 656747023682 | Y | 1 |  |  | https://assetserver.net/_assets/_prop65/shortform cancerandreprod_midat.jpg | CN-China | Mounts & Racks | Rack Accessories |  |  | 0 | Product Color: Black | Height: 1.8" | Width: 19" | Limited Warranty: Lifetime |  | 19.000 x 2.000 x 1.000 | <p>Vent Panel With the highest percentage of open area found on any of our vent panels (64%), all VT series products are made from 16-gauge perforated steel, and are flanged for extra strength. Black powder coat finish.</p>
Rack Accessories | Middle Atlantic | VT1-CP12 | 12PC. VT1 CONTRACT PACK | 312 | 280.8 | 10 | [6 empty] | 10 | 656747033476 | Y | 5 |  |  | https://assetserver.net/_assets/_prop65/shortform cancerandreprod_midat.jpg | US-United States | Mounts & Racks | Rack Accessories |  |  | 0 | Color Family: Black | Product Color: Black | Height: 1.8" | Limited Warranty: Lifetime |  | 22.500 x 12.000 x 4.000 | The convenient contractor panel packs provide a cost-effective and space-efficient means for installers to stock the panels they most frequently use. Our most popular blank and vented rack panels are available in 1 through 4 space sizes pre-packaged in quantities of 12 depending on panel size.
Rack Accessories | Middle Atlantic | VTP-1 | 1SP ANOD SLOTTED VENT PANEL | 51 | 45.9 | [8 empty] | 656747023842 | Y | 0.25 | https://assetserver.net/_assets/middle atlantic/1000/vtp1.jpg |  | https://assetserver.net/_assets/_prop65/shortform cancerandreprod_midat.jpg | US-United States | Mounts & Racks | Rack Accessories |  |  | 0 | Product Color: Black | Limited Warranty: Lifetime |  |  |  | 31.000 x 28.000 x 44.000 | Highly aesthetic with an attractive slotted design, the VTP series is flanged and made from 16-gauge aluminum. Black brushed anodized finish.
Rack Accessories | Middle Atlantic | VTP-2 | 2SP ANOD SLOTTED VENT PANEL | 56 | 50.4 | [8 empty] | 656747023859 | Y | 0.41 |  |  | https://assetserver.net/_assets/_prop65/shortform cancerandreprod_midat.jpg | US-United States | Mounts & Racks | Rack Accessories |  |  | 0 | Limited Warranty: Lifetime |  |  |  |  | 31.000 x 28.000 x 44.000 | Highly aesthetic with an attractive slotted design, the VTP series is flanged and made from 16-gauge aluminum. Black brushed anodized finish.
Rack Accessories | Middle Atlantic | WRPFD-24 | 24SP PLEXI FRONT DOOR FOR WR | 952 | 856.8 | [8 empty] | 656747109843 | Y | 46 |  |  | https://assetserver.net/_assets/_prop65/prop65 label.jpg | US | Mounts & Racks | Rack Accessories |  |  | 0 | Product Color: Black | Product Material: Plexiglas | Product Material: Steel | Compatible Rack Height: 24U | Height: 35.4" | 49.000 x 25.000 x 5.000
Other Accessories | Middle Atlantic | AP-KEY | KEYS FOR REAR ACCESS PNL | 13 | 11.7 | [8 empty] | 656747136818 | Y | 0.04 |  |  | https://assetserver.net/_assets/_prop65/prop65 label.jpg | US-United States | Mounts & Racks | Other Accessories |  |  | 0 | Compatibility: <p>Middle Atlantic Rear Access Panel</p> |  |  |  |  | 2.000 x 1.000 x 0.500 | The Middle Atlantic AP-KEY is a set of 2 replacement keys specifically designed for use with Middle Atlantic enclosures and racks. These keys are compatible with the Access Panel keylock systems, providing secure and convenient access to equipment stored within the enclosure. They are ideal for situations where extra keys are needed or replacements are required to maintain access to sensitive or essential equipment.
Other Accessories | Middle Atlantic | AUTT22SQSDSMBRD | Solid 2x2FT Premium, Brick Red | 158 | 142.2 | [9 empty] | Y | 0 | https://assetserver.net/_assets/middle atlantic/1000/autt22sqsdsmbrd.jpg | https://assetserver.net/_assets/middle atlantic/pdf/autt22sqsdsmbrd-spec.pdf |  | US-United States of America | Mounts & Racks | Other Accessories |  |  | 0 | [6 empty] | Solid2'x2', Premium, Brick Red . Easily transition from ceiling to walls with TruTile™ wall tiles. Curved and linear designs intended for vertical or horizontal installation on walls. 2'x2' modular acoustic wall tiles made of PET felt. Available in a wide color palette, ranging from neutral to bold. Play with tile design and orientation to create bespoke installations. Supports diverse applications with square tiles that can be applied over large surface areas. A quick, easy, and budget-friendly way to transform spaces. Easy installation with common construction adhesives. Improve noise and reverberation levels in conference rooms, offices, reception areas, hospitality spaces, and educational facilities.
Other Accessories | Middle Atlantic | AUTT22SQSDSMPIC | Solid 2'x2', Standard, Pearl Ice | 146 | 131.4 | [9 empty] | Y | 1 |  |  |  | US-United States of America | Mounts & Racks | Other Accessories |  |  | 0 | [6 empty] | <p>Solid 2'x2', Standard, Pearl Ice. Easily transition from ceiling to walls with TruTile wall tiles. Curved and linear designs intended for vertical or horizontal installation on walls. 2'x2' modular acoustic wall tiles made of PET felt. Available in a wide color palette, ranging from neutral to bold. Play with tile design and orientation to create bespoke installations. Supports diverse applications with square tiles that can be applied over large surface areas. A quick, easy, and budget-friendly way to transform spaces. Easy installation with common construction adhesives. Improve noise and reverberation levels in conference rooms, offices, reception areas, hospitality spaces, and educational facilities.</p>
Other Accessories | Middle Atlantic | AUTT22SQWRLSMBRD | Wide Rule 2'x2', Premium, Brick Red | 158 | 142.2 | [9 empty] | Y | 1 |  |  |  | US-United States of America | Mounts & Racks | Other Accessories |  |  | 0 | [6 empty] | <p>Wide Rule 2'x2', Premium, Brick Red. Easily transition from ceiling to walls with TruTile&#8482; wall tiles. Curved and linear designs intended for vertical or horizontal installation on walls. 2'x2' modular acoustic wall tiles made of PET felt. Available in a wide color palette, ranging from neutral to bold. Play with tile design and orientation to create bespoke installations. Supports diverse applications with square tiles that can be applied over large surface areas. A quick, easy, and budget-friendly way to transform spaces. Easy installation with common construction adhesives. Improve noise and reverberation levels in conference rooms, offices, reception areas, hospitality spaces, and educational facilities.</p>
Other Accessories | Middle Atlantic | AUTT22SQWRLSMSFM | Wide Rule 2'x2', Premium, Seafoam | 166 | 149.4 | [9 empty] | Y | 1 |  |  |  | US-United States of America | Mounts & Racks | Other Accessories |  |  | 0
Other Accessories | Middle Atlantic | AUTT22SQWSTSMBRD | Wide Slant 2'x2', Premium, Brick Red | 158 | 142.2 | [9 empty] | Y | 0 |  |  |  | US-United States of America | Mounts & Racks | Other Accessories |  |  | 0 | [6 empty] | Wide Slant 2'x2', Premium, Brick Red. Easily transition from ceiling to walls with TruTile™ wall tiles. Curved and linear designs intended for vertical or horizontal installation on walls. 2'x2' modular acoustic wall tiles made of PET felt. Available in a wide color palette, ranging from neutral to bold. Play with tile design and orientation to create bespoke installations. Supports diverse applications with square tiles that can be applied over large surface areas. A quick, easy, and budget-friendly way to transform spaces. Easy installation with common construction adhesives. Improve noise and reverberation levels in conference rooms, offices, reception areas, hospitality spaces, and educational facilities.
Other Accessories | Middle Atlantic | AUTT22SQWSTSMSFM | Wide Slant 2'x2', Premium, Seafoam | 166 | 149.4 | [9 empty] | Y | 1 |  |  |  | US-United States of America | Mounts & Racks | Other Accessories |  |  | 0
Other Accessories | Middle Atlantic | BGR-3832-AV | 38SP/32D CONFIG AV RACK | 4900 | 4410 | [8 empty] | 656747390715 | N | 375 |  |  | https://assetserver.net/_assets/_prop65/prop65 label.jpg | N/A | Mounts & Racks | Other Accessories |  |  | 0 | Application/Usage: A/V Equipment | Features: Cable Management | Form Factor: Floor Standing | Form Factor: Standalone | Product Color: Black Powder Coat | 35.500 x 27.500 x 70.500
Other Accessories | Middle Atlantic | BGR-4532-AV | FORWARD 45 SPACE 32" DEEP CONFIG RACK | 4943 | 4448.7 | [8 empty] | 656747384431 | N | 320 | https://assetserver.net/_assets/middle atlantic/1000/bgr4532av.jpg |  | https://assetserver.net/_assets/_prop65/prop65 label.jpg | US-United States | Mounts & Racks | Other Accessories |  |  | 0 | All BGRs are now equipped with the revolutionary Forward rackrail giving you the ability to use Forward blank panels,vent panels horizontal cable management and vertical cable management | Provides more rackspace in a smaller overall height than similar racks | Accepts patented Lever Lock&trade; tool free and hardware free internal device and cable management system accessories | Fully welded construction provides the following weight capacities: UL Listed load capacity: 3,000 lbs., Seismic certified capacity: 1,175 lbs. | Pre-threaded ganging holes allow for rack joining after loading | 27.000 x 36.500 x 86.000 | A pre-configured BGR built for today's AV systems. The accessories and options included with the Pre-Configured BGR for AV are exactly what you need to deliver an optimized AV system. It includes some of our most popular Forward accessories as well as power, thermal management and cable management.
Other Accessories | Middle Atlantic | BGR-RD38 | 38SP BGR REAR DOOR | 387 | 348.3 | [8 empty] | 656747246586 | Y | 14.5 |  |  | https://assetserver.net/_assets/_prop65/prop65 label.jpg | US | Mounts & Racks | Other Accessories |  |  | 0 | Features: Vented | Features: Perforated Door | Form Factor: Rack-mountable | Product Color: Black | Product Material: Steel | 66.000 x 20.000 x 1.000 | <p>Steel construction, black finish, 25% open area</p> <ul> <li>Fully perforated rear door with 25% open area</li> <li>Can be hinged right or left</li> </ul>
Other Accessories | Middle Atlantic | BXSRSR12R2 | 12SP SRSR Rail Set | 405 | [10 empty] | Y | 1 |  |  | https://assetserver.net/_assets/_prop65/prop65 label.jpg | N/A | Mounts & Racks | Other Accessories |  |  | 0 | Compatibility: <p><b>Middle Atlantic Rotating Sliding Rail Systems:</b></p> <ul> <li>SRSR-12-X</li> <li>SRSR-2-12</li> </ul> |  |  |  |  | 45.000 x 34.000 x 6.000
Other Accessories | Middle Atlantic | BXSRSR28R2 | 12SP SRSR Rail Set | 129 | [9 empty] | 656747075728 | Y | 23 |  |  |  | MX | Mounts & Racks | Other Accessories |  |  | 0 | [5 empty] | 51.000 x 4.000 x 5.000
Other Accessories | Middle Atlantic | -C | CLAMP KIT FOR RACKSHELF | 45 | 40.5 | [8 empty] | 656747032059 | Y | 0.9 |  |  | https://assetserver.net/_assets/_prop65/prop65 label.jpg |  | Mounts & Racks | Other Accessories |  |  | 0 | Device Supported: Rack Shelf | Durability: Scratch Proof | Durability: Damage Resistant | Product Material: Rubber | Height: 1.10" | 17.750 x 1.750 x 1.000 | <p>When dealing with mobile applications, seismic issues, or for transporting the finished system to the job site, use the RSH clamp option to secure components to the shelf. Clamping bars have rubber bumpers to maintain a tight grip while keeping components scratch-free.</p><ul><li> Secures components to custom shelves for transport</li><li> Also suitable for seismic or mobile applications</li><li> Clamping bars have rubber bumpers to hold securely without damage</li></ul>
Other Accessories | Middle Atlantic | C3-SHELFKIT | C3 Wood Shelves and Shelf Mount Kit 1 | 268 | 241.2 | [8 empty] | 656747365935 | Y | 8 |  |  | https://assetserver.net/_assets/_prop65/prop65 label.jpg | US | Mounts & Racks | Other Accessories |  |  | 0 | Product Material: Wood | Compatibility: <p>Middle Atlantic C3 Credenza</p> |  |  |  | 22.500 x 8.000 x 4.500 | The C3-SHELFKIT is a shelf kit that offers exceptional flexibility to hold a wide range of devices. The unvented 3/4in shelves are designed to be used with Middle Atlantic's C3 series credenzas and can easily accommodate a variety of electronic equipment. The Middle Atlantic C3-SHELFKIT comes in a pack of two, providing an economical solution for those who need additional storage space in their C3 series rack. The shelves are easy to install, and their unvented design allows for optimal airflow, preventing the buildup of heat that can damage sensitive equipment.
Other Accessories | Middle Atlantic | C3TECHKIT4-ST | 4RU Stationary Rack Kit 50CFM DC thermostatically controlled fan | 500 | 450 | [8 empty] | 656747365911 | Y | 4 |  |  | https://assetserver.net/_assets/_prop65/prop65 label.jpg | US | Mounts & Racks | Other Accessories |  |  | 0 | [5 empty] | 16.500 x 5.000 x 3.000 | 4RU Stationary Rack Kit for C3 Credenza frame.Includes:(1) 50CFM DC thermostatically controlled fan kit [24 dBA]Turns on at 87 &deg; F [30.5 &deg; C] and off at 85 &deg; F [29.4 &deg; C](1) 7 outlet, 15 amp power strip with a 10&amp;apos; [3m] power cord(1) 4" Lever Lock Small Device Mounting Plate and Lever Lock Adapter <br /> <p><br /></p>
Other Accessories | Middle Atlantic | C3-WWHK2-32 | C3-WDWRKRS KIT,2BAY,32 IN | 246 | 221.4 | [8 empty] | 656747391286 | Y | 3 |  |  |  | US-United States of America | Mounts & Racks | Other Accessories |  |  | 0 | Dimensions: <p>Height 32 inch</p> | Compatibility: <p>C3 Series Credenza </p> | Country of Origin: United States |  |  |  | <p><strong>Let Us Help You Use Your Imagination!</strong></p><p>The C3 Series Woodworker's Kit includes all the needed hardware and drawings with critical dimensions so that you can dream up and create your own woodkit for the C3 Series Credenza Frame.</p><ul><li data-list="bullet"><span class="ql-ui" contenteditable="false"></span>Woodworker's Kit includes all hardware and drawings needed to design and attach your custom woodkit to the 2 Bay C3 Credenza Frame (C3-FF32-2) sold separately</li><li data-list="bullet"><span class="ql-ui" contenteditable="false"></span>Optional C3 Lock Kits available to keep equipment secure</li><li data-list="bullet" class="ql-indent-1"><span class="ql-ui" contenteditable="false"></span>C3-LOCKKIT-BK (Black)</li><li data-list="bullet" class="ql-indent-1"><span class="ql-ui" contenteditable="false"></span>C3-LOCKKIT-WH (White)</li><li data-list="bullet" class="ql-indent-1"><span class="ql-ui" contenteditable="false"></span>C3-LOCKKIT-MA (Aluminum)</li><li data-list="bullet" class="ql-indent-1"><span class="ql-ui" contenteditable="false"></span>C3-LOCKKIT-BZ (Bronze)</li><li data-list="bullet"><span class="ql-ui" contenteditable="false"></span>Optional C3 Horizontal Panel available if Display Mount option is installed</li><li data-list="bullet" class="ql-indent-1"><span class="ql-ui" contenteditable="false"></span>C3-HPNL-1DSP-BK (Black)</li><li data-list="bullet" class="ql-indent-1"><span class="ql-ui" contenteditable="false"></span>C3-HPNL-1DSP-WH (White)</li><li data-list="bullet" class="ql-indent-1"><span class="ql-ui" contenteditable="false"></span>C3-HPNL-1DSP-SM (Silver)</li><li data-list="bullet"><span class="ql-ui" contenteditable="false"></span>Rack Kits or Shelf Kit available to mount equipment inside the credenza</li><li data-list="bullet" class="ql-indent-1"><span class="ql-ui" contenteditable="false"></span>C3-SHELFKIT (2 Shelves)</li><li data-list="bullet" class="ql-indent-1"><span class="ql-ui" contenteditable="false"></span>C3TECHKIT4-SO (4RU Slide-Out Rack)</li><li data-list="bullet" class="ql-indent-1"><span class="ql-ui" contenteditable="false"></span>C3TECHKIT4-ST (4RU Stationary Rack)</li></ul>
Other Accessories | Middle Atlantic | C3-WWHK4-32 | C3-WDWRKRS KIT,4BAY,32 IN | 387 | 348.3 | [8 empty] | 0656747391309 | Y | 3 |  |  |  | US-United States of America | Mounts & Racks | Other Accessories |  |  | 0
Other Accessories | Middle Atlantic | CBS-BGR | BGR CASTER KIT W/HDWARE | 317 | 285.3 | 1 | [5 empty] | 1 |  | 656747143410 | Y | 17.5 |  |  | https://assetserver.net/_assets/_prop65/shortform cancerandreprod_midat.jpg | US-United States | Mounts & Racks | Other Accessories |  |  | 0 | Load Capacity: 1100 lb | Application/Usage: Rack | Limited Warranty: Lifetime |  |  | 27.000 x 10.000 x 6.500 | The Middle Atlantic CBS-BGR is a versatile accessory designed to enhance the functionality of your equipment rack. Adding 1 1/8 inch to the overall height, this accessory provides additional clearance for your rack setup. Featuring an innovative two-part inner caster base design, it accommodates racks of all depths, ensuring compatibility and ease of installation. Constructed from robust steel and finished with a durable black powder coat, the CBS-BGR offers both strength and style. Its sturdy build ensures reliable support for your equipment while maintaining a sleek and professional appearance. Included with the CBS-BGR are four pre-installed non-locking commercial-grade casters, providing smooth mobility for your rack system. Whether you need to reposition your equipment for maintenance or move it to a different location, these casters offer convenient and effortless maneuverability. Upgrade your equipment rack with the Middle Atlantic CBS-BGR to enjoy increased versatility and mobility, all while maintaining the integrity and stability of your setup.
Other Accessories | Middle Atlantic | EB1-CP12 | 12PC. EB1 CONTRACT PACK | 171 | 153.9 | [8 empty] | 656747033230 | Y | 11 |  |  | https://assetserver.net/_assets/_prop65/shortform cancerandreprod_midat.jpg | US-United States | Mounts & Racks | Other Accessories |  |  | 0 | Limited Warranty: Lifetime |  |  |  |  | 22.500 x 11.750 x 4.000 | Economical steel panels finished in a durable powder coat finish. The flanged panel contractor pack provides a cost-effective, space-efficient way for installers to stock panels they most frequently. Allows easy access to individual, poly bagged panels.
Other Accessories | Middle Atlantic | EB3-RP15 | 15PC EB3 RETAIL PACK | 376 | 338.4 | [8 empty] | 656747033711 | Y | 29.5 |  |  | https://assetserver.net/_assets/_prop65/prop65 label.jpg | US-United States | Mounts & Racks | Other Accessories |  |  | 0 | Product Color: Black Powder Coat | Product Material: Steel | Compatible Rack Height: 3U | Height: 5.3" | Width: 19"
Other Accessories | Middle Atlantic | ERK-RD-18 | 18SP ERK REAR DOOR | 314 | 282.6 | [8 empty] | 656747076343 | Y | 12.15 |  |  | https://assetserver.net/_assets/_prop65/prop65 label.jpg | US-United States | Mounts & Racks | Other Accessories |  |  | 0 | Compatibility: <p>Middle Atlantic ERK Series 18SP Standalone Rack, Either 1820 or 1825</p> |  |  |  |  | 35.000 x 22.000 x 6.000
Other Accessories | Middle Atlantic | ERK-RD-35 | 35SP ERK REAR DOOR | 371 | 333.9 | [8 empty] | 656747076312 | Y | 26 | https://assetserver.net/_assets/middle atlantic/1000/erkrd35.jpg |  |  | US-United States | Mounts & Racks | Other Accessories |  |  | 0 | [5 empty] | 35.000 x 22.000 x 6.000 | RD Series Solid Rear Doors
Other Accessories | Middle Atlantic | FM-FW-ADAWP-24CHG | ADA-Compliant Wall Tiles - Charcoal Gray Felt Tiles | 795 | 715.5 | [8 empty] | 0656747407093 | Y | 0 | https://assetserver.net/_assets/middle atlantic/1000/fmfwadawp24chg.jpg | https://assetserver.net/_assets/middle atlantic/pdf/fmfwadawp24chg-spec.pdf |  | US-United States of America | Mounts & Racks | Other Accessories |  |  | 0 | 24"W x 24"H x 8"D acoustic PET felt wall tiles | Ideal for anywhere the Forum Floor-to-Wall Display Stand goes, including conference rooms, offices, and educational facilities | Retrofittable to accommodate existing installations | Improves noise and reverberation levels | Packed flat for easy transportability |  | The ADA-Compliant Wall Tiles from Middle Atlantic are designed for seamless integration with the Forum Floor-to-Wall Display Stand. When installed, these tiles provide a person with sufficient time to detect the display stand with a cane ahead of coming in direct body contact. This thoughtful accessory is also retrofittable, accommodating existing installations effortlessly.
Other Accessories | Middle Atlantic | FM-FW-ADAWP-24SLG | ADA-Compliant Wall Tiles - Silver Gray Felt Tiles | 795 | 715.5 | [8 empty] | 0656747407109 | Y | 0 | https://assetserver.net/_assets/middle atlantic/1000/fmfwadawp24slg.jpg | https://assetserver.net/_assets/middle atlantic/pdf/fmfwadawp24slg-spec.pdf |  | US-United States of America | Mounts & Racks | Other Accessories |  |  | 0 | 24"W x 24"H x 8"D acoustic PET felt wall tiles | Ideal for anywhere the Forum Floor-to-Wall Display Stand goes, including conference rooms, offices, and educational facilities | Retrofittable to accommodate existing installations | Improves noise and reverberation levels | Packed flat for easy transportability |  | The ADA-Compliant Wall Tiles from Middle Atlantic are designed for seamless integration with the Forum Floor-to-Wall Display Stand. When installed, these tiles provide a person with sufficient time to detect the display stand with a cane ahead of coming in direct body contact. This thoughtful accessory is also retrofittable, accommodating existing installations effortlessly.
Other Accessories | Middle Atlantic | FWD-BGR-RR25 | FORWARD 25 SPACE RAIL BGR SERIES PAIR | 183 | 164.7 | [8 empty] | 656747384844 | Y | 14 |  |  | https://assetserver.net/_assets/_prop65/prop65 label.jpg | US | Mounts & Racks | Other Accessories |  |  | 0 | Features: Cable Management | Features: Vented | Form Factor: Rack-mountable | Product Color: Black | Product Material: Steel | 49.000 x 6.000 x 6.000
Other Accessories | Middle Atlantic | FWD-BGR-RR38 | FORWARD 38 SPACE RAIL BGR SERIES PAIR | 217 | 195.3 | [8 empty] | 656747384837 | Y | 20 |  |  | https://assetserver.net/_assets/_prop65/prop65 label.jpg | US | Mounts & Racks | Other Accessories |  |  | 0 | Form Factor: Rack-mountable | Product Color: Black | Product Material: Steel | Width: 1.8" | Depth: 2.4" |  | <p><b>Hardware free is the way to be.</b></p> <p>Stop fussing around with rack screws when installing your blank panels, vent panels and cable management. We've also added our patented Universal Hole Pattern on the side of the rail for your internal cable management.</p> <ul> <li>The Forward rackrail unleashes your inner speed demon </li> <li>Includes a square hole that unlocks the ability for all of our Forward panels, vents and cable management to be clicked in without using ANY rack screws!</li> <li>The inside of the rail provides cable management lacing so you can easily run all your interconnections in the rack without having to improvise tie off points. </li> <li>Compatible with tool-free Forward cable management accessories for an even faster cable routing experience!</li> </ul>
Other Accessories | Middle Atlantic | FWD-BGR-RR41 | FORWARD, 41 SPACE RAIL, BGR SERIES, PAIR | 227 | 204.3 | [8 empty] | 656747384820 | Y | 18 |  |  | https://assetserver.net/_assets/_prop65/ca prop 65 short form label.jpg |  | Mounts & Racks | Other Accessories |  |  | 0 | Features: Cable Management | Features: Vented | Form Factor: Rack-mountable | Product Color: Black | Product Material: Steel | 4.500 x 4.500 x 7.500 | Middle Atlantic BGR Series Forward Rackrail features: Rackrail allows you to make your BGR rack Forward Compatible Allows mounting of Forward panels and cable management with absolutely no hardware
Other Accessories | Middle Atlantic | FWD-C-RING | FORWARD C STYLE RING CABLE MANAGEMENT | 20 | 18 | [8 empty] | 656747384684 | Y | 1 | https://assetserver.net/_assets/middle atlantic/1000/fwdcring.jpg |  | https://assetserver.net/_assets/_prop65/prop65 label.jpg | US-United States | Mounts & Racks | Other Accessories |  |  | 0 | Cable Manager Type: Cable Ring | Compatibility: <p>38 RU BGR Series Rack</p>
Other Accessories | Middle Atlantic | FWD-C-RING-36 | FWD,CBL MGMT C-RING,36PK | 517 | 465.3 | [8 empty] | 656747391675 | Y | 1.79 |  |  | https://assetserver.net/_assets/_prop65/ca prop 65 short form label.jpg | US-United States | Mounts & Racks | Other Accessories |  |  | 0 | Cable Manager Type: Cable Ring | Product Color: Blue | Product Material: Nylon |  |  | 4.000 x 33.000 x 2.000 | <p>The new Forward C-Ring cable management products give you the flexibility you need to get your cables from Point A to Point B. Install on Forward Rack Rail, Lever Lock&trade;; and anywhere the patented universal hole pattern is found.</p> <ul> <li>36 Pack</li> <li>Pop and twist to install your Forward C-Ring into anywhere the patented universal hole pattern is located without any hardware, giving you ultimate cable routing flexibility</li> <li>No more fishing cable zip ties or hook &amp; loop with the Forward C-Ring</li> <li>Simply feed your cables into the C-Ring for quick and easy vertical cable management</li> <li>The bold blue finish not only looks cool, but it also helps you identify where your C-Rings are located in the enclosure for any future adds, moves or changes</li> <li>Made from durable nylon, these C-Rings will hold up to your cable intensive systems</li> </ul>
Other Accessories | Middle Atlantic | FWD-D-RING | FORWARD D STYLE RING CABLE MANAGEMENT | 20 | 18 | [8 empty] | 656747384677 | Y | 1 | https://assetserver.net/_assets/middle atlantic/1000/fwddring.jpg |  | https://assetserver.net/_assets/_prop65/prop65 label.jpg | US-United States | Mounts & Racks | Other Accessories |  |  | 0 | Cable Manager Type: D-ring | Product Color: Blue | Product Material: ABS Plastic | Height: 3.51" | Width: 1.75" |  | <p><b>Limitless cable routing.</b></p> <p>The new Forward cable management products give you the flexibility you need to get your cables from Point A to Point B. Install on Forward Rack Rail, Lever Lock&trade; and anywhere the patented universal hole pattern is found.<br /><br /></p> <ul> <li>Pop and twist to install your D ring cable management into anywhere the patented universal hole pattern is located without any hardware, giving you ultimate horizontal cable routing flexibility</li> <li>The bold blue finish not only looks cool, but it also helps you identify where your D Rings are located in the enclosure for any future adds, moves or changes</li> <li>Offers a large opening to easily lay your cables and secure them into the ring</li> <li>Made from durable nylon, these D Rings will hold up to your cable intensive systems</li> </ul>
Other Accessories | Middle Atlantic | FWD-LACE-UMV-16-21 | FORWARD UNIV MNTNG PTRNFITS 16U-21U1PC | 72 | 64.8 | [8 empty] | 656747384769 | Y | 4 | https://assetserver.net/_assets/middle atlantic/1000/fwdlaceumv1621.jpg |  | https://assetserver.net/_assets/_prop65/prop65 label.jpg | US-United States | Mounts & Racks | Other Accessories |  |  | 0 | Cable Manager Type: Vertical Lacing Bar | Width: 1.25" | Compatibility: <p>Compatible with lever Lock&trade; Rackrail bracket found in BGR, SR and DWR series</p> | Accepts Forward D-Rings (FWD-D-RING) for horizontal cabling | Accepts Forward Tie Saddles (FWD-TSW-15) for vertical or horizontal cabling with hook and loop/cable ties |  | Vertical cable management with the patented universal hole pattern. Compliment with Forward C Rings, D Rings and Tie Saddles.
Other Accessories | Middle Atlantic | FWD-LACE-UMV-24-27 | FORWARD UNIV MNTNG PTRN,FITS 24U-27U,1PC | 87 | 78.3 | [8 empty] | 656747384776 | Y | 6.5 | https://assetserver.net/_assets/middle atlantic/1000/fwdlaceumv2427.jpg |  | https://assetserver.net/_assets/_prop65/prop65 label.jpg | US-United States | Mounts & Racks | Other Accessories |  |  | 0 | Cable Manager Type: Vertical Lacing Bar | Product Color: Black | Product Material: Steel | Rack Height: 24U | Height: 42" |  | Vertical cable management with the patented universal hole pattern. Compliment with Forward C Rings, D Rings and Tie Saddles.
Other Accessories | Middle Atlantic | FWD-LACE-UMV-35-40 | FORWARD UNIV MNTNG PTRNFITS 35U-40U1PC | 107 | 96.3 | [8 empty] | 656747384783 | Y | 8.5 | https://assetserver.net/_assets/middle atlantic/1000/fwdlaceumv3540.jpg |  | https://assetserver.net/_assets/_prop65/prop65 label.jpg | US | Mounts & Racks | Other Accessories |  |  | 0 | Cable Manager Type: Vertical Lacing Bar | Width: 1.25" | Compatibility: <p>Compatible with lever Lock&trade; Rackrail bracket found in BGR, SR and DWR series</p> | Accepts Forward D-Rings (FWD-D-RING) for horizontal cabling | Accepts Forward Tie Saddles (FWD-TSW-15) for vertical or horizontal cabling with hook and loop/cable ties | 66.800 x 3.500 x 3.500 | Vertical cable management with the patented universal hole pattern. Compliment with Forward C Rings, D Rings and Tie Saddles.
Other Accessories | Middle Atlantic | FWD-LACE-UMV-44-45 | FORWARD UNIV MNTNG PTRNFITS 44U-45U1PC | 152 | 136.8 | [8 empty] | 656747384806 | Y | 15 | https://assetserver.net/_assets/middle atlantic/1000/fwdlaceumv4445.jpg |  | https://assetserver.net/_assets/_prop65/prop65 label.jpg | US | Mounts & Racks | Other Accessories |  |  | 0 | Cable Manager Type: Vertical Lacing Bar | Product Color: Black | Product Material: Steel | Rack Height: 45U | Height: 78.75" | 83.500 x 2.500 x 3.000 | Vertical cable management with the patented universal hole pattern. Compliment with Forward C Rings, D Rings and Tie Saddles.
Other Accessories | Middle Atlantic | FWD-LACE-WB3-16-21 | FORWARD 3" W WIRE LACE, FITS 16U-21U,1PC | 88 | 79.2 | [8 empty] | 656747384707 | Y | 5 |  | https://assetserver.net/_assets/middle atlantic/pdf/fwdlacewb31621-spec.pdf | https://assetserver.net/_assets/_prop65/ca prop 65 short form label.jpg | US | Mounts & Racks | Other Accessories |  |  | 0 | Cable Manager Type: Wire Grid Lace | Product Color: Black | Product Material: Steel | Rack Height: 16U | Height: 28.10" | 33.000 x 5.000 x 5.000 | Take charge of your cable management with our Forward 3” Wire Grid Lace Cable Management. Installs in seconds by simply dropping into the slots located front to back on the Lever Lock rackrail brackets found on the BGR, DWR and SR Series racks. The wire grid pattern allows for vertical and horizontal cable routing on a single lace bar.
Other Accessories | Middle Atlantic | FWD-LACE-WB3-24-27 | FORWARD 3" W WIRE LACE, FITS 24U-27U,1PC | 93 | 83.7 | [8 empty] | 656747384714 | Y | 0 | https://assetserver.net/_assets/middle atlantic/1000/fwdlacewb32427.jpg | https://assetserver.net/_assets/middle atlantic/pdf/fwdlacewb32427-spec.pdf | https://assetserver.net/_assets/_prop65/ca prop 65 short form label.jpg | US-United States | Mounts & Racks | Other Accessories |  |  | 0 | Fits in compatible racks with 24RU - 27RU heights | Drop-in installation into Lever Lock compatible rackrail brackets | Mounting flexibility front to back along multiple rackrail bracket styles | Includes all hardware needed for any Middle Atlantic Products rackrail bracket style |  |  | Take charge of your cable management with our Forward 3” Wire Grid Lace Cable Management. Installs in seconds by simply dropping into the slots located front to back on the Lever Lock™ rackrail brackets found on the BGR, DWR and SR Series racks. The wire grid pattern allows for vertical and horizontal cable routing on a single lace bar.
Other Accessories | Middle Atlantic | FWD-LACE-WB3-41-42 | FORWARD 3" W WIRE LACE, FITS 41U-42U,1PC | 145 | 130.5 | [8 empty] | 0656747384738 | Y | 0 | https://assetserver.net/_assets/middle atlantic/1000/fwdlacewb34142.jpg | https://assetserver.net/_assets/middle atlantic/pdf/fwdlacewb34142-spec.pdf |  | US-United States | Mounts & Racks | Other Accessories |  |  | 0 | Fits in compatible racks with 41RU - 42RU heights | Drop-in installation into Lever Lock compatible rackrail brackets | Mounting flexibility front to back along multiple rackrail bracket styles | Includes all hardware needed for any Middle Atlantic Products rackrail bracket style |  |  | Take charge of your cable management with our Forward 3” Wire Grid Lace Cable Management. Installs in seconds by simply dropping into the slots located front to back on the Lever Lock™ rackrail brackets found on the BGR, DWR and SR Series racks. The wire grid pattern allows for vertical and horizontal cable routing on a single lace bar.
Other Accessories | Middle Atlantic | FWD-LACE-WB3-44-45 | FORWARD 3" W WIRE LACE FITS 44U-45U1PC | 150 | 135 | [8 empty] | 656747384745 | Y | 9 | https://assetserver.net/_assets/middle atlantic/1000/fwdlacewb34445.jpg |  | https://assetserver.net/_assets/_prop65/prop65 label.jpg | US | Mounts & Racks | Other Accessories |  |  | 0 | Cable Manager Type: Wire Grid Lace | Product Color: Black | Product Material: Steel | Rack Height: 44U | Height: 78.84" | 80.000 x 5.000 x 2.800 | <p>Drop in your cables and your cable management. Take charge of your cable management with our Forward 3" Wire Grid Lace Cable Management. Installs in seconds by simply dropping into the slots located front to back on the BGR Lever Lock&trade;; rackrail brackets. The wire grid pattern allows for vertical and horizontal cable routing on a single lace bar. </p>
Other Accessories | Middle Atlantic | FWD-LB-1A-4PK | FORWARD STRAIGHT "L" STYLE LACE,4 PK | 89 | 80.1 | [8 empty] | 656747384639 | Y | 2.5 | https://assetserver.net/_assets/middle atlantic/1000/fwdlb1a4pk.jpg |  | https://assetserver.net/_assets/_prop65/prop65 label.jpg | N/A | Mounts & Racks | Other Accessories |  |  | 0 | Cable Manager Type: Cable Lacing Bar | Product Color: Black | Product Material: Steel | Rack Height: 1U | Panel Width: 19" | 22.000 x 4.500 x 2.000 | Quickly install straight horizontal lacer bars using absolutely no hardware. Stop fussing around with rack screws when installing your horizontal lacer bars. With our Forward family of horizontal lacer bars just click them into the patent-pending Forward Rackrail and start managing some cables. Compatible on all BGR Series enclosures.
Other Accessories | Middle Atlantic | FWD-LB-2A-4PK | FORWARD 2" OFFSET "L" STYLE LACE4PK | 132 | 118.8 | [8 empty] | 656747384646 | Y | 3 | https://assetserver.net/_assets/middle atlantic/1000/fwdlb2a4pk.jpg |  | https://assetserver.net/_assets/_prop65/prop65 label.jpg | US-United States | Mounts & Racks | Other Accessories |  |  | 0 | No rack screws! Easily install & remove your horizontal lace bars without any hardware | 5X faster installation over traditional rack screw installation | Easy moves and changes when system design is modified | Ergonomic clips for easy installation and removal | Spring loaded clips secure lace bars into the Forward Rackrail | 22.000 x 6.250 x 3.000 | Quickly install 2" offset horizontal lacer bars using absolutely no hardware.Stop fussing around with rack screws when installing your horizontal lacer bars. With our Forward family of horizontal lacer bars just click them into the patent-pending Forward Rackrail and start managing some cables. Compatible on all BGR Series enclosures.
Other Accessories | Middle Atlantic | FWD-LT-UTL-16-21-D | FWD LIGHTS W/ DIM & SENSOR 16-21UDUAL | 404 | 363.6 | [8 empty] | 656747384448 | Y | 8 | https://assetserver.net/_assets/middle atlantic/1000/fwdltutl1621d.jpg |  | https://assetserver.net/_assets/_prop65/prop65 label.jpg | US-United States | Mounts & Racks | Other Accessories |  |  | 0 | Drop into Lever Lock&trade; compatible rackrail brackets on a BGR Family enclosure for quick tool-free installation | Includes (2) full height bright white lights | Unmatched visibility with lighting fixed at an optimal 45Âº angle facing into the enclosure | Includes IR sensor for automatic on/off with the door | Includes dimmer allowing you to set the light brightness to your preference | 37.000 x 3.000 x 3.000 | <p>Forward Family Utility Lighting shall be Middle Atlantic Products model # FWD-LT-UTL-__-__-D (refer to chart). FWD-LT-UTL shall have an overall height of __ (refer to chart.) FWD-LT-UTL shall have a light temperature of 4,000K, and provide __lm (refer to chart). FWD-LT-UTL shall have a 1 rackspace<br />IR/dimming module that allows for brightness setting and automatic on/off when door is opened. FWD-LT-UTL shall include 2 lights that mount to the rack side and are angled 45&deg;. FWD-LT-UTL shall have a 110V UL Listed power supply with an output of 24VDC, 2 Amps. FWD-LT-UTL shall have an input volt-age range of 100VAC to 240VAC, an input frequency range of 50/60Hz, and a max AC current draw of 1.6A AC. FWD-LT-UTL shall be warrantied to be free from defects in materials and workmanship under normal use and conditions for a period of 3 years. FWD-LT-UTL shall be UL Listed and CE Marked.</p>
Other Accessories | Middle Atlantic | FWD-SBKT-36 | FWDSTOP BRACKET36PK | 90 | 81 | [8 empty] | 656747391712 | Y | 1 |  |  | https://assetserver.net/_assets/_prop65/ca prop 65 short form label.jpg | US | Mounts & Racks | Other Accessories |  |  | 0 | Features: Durable | Product Material: Nylon | Application/Usage: Shelf | Country of Origin: United States |  | 3.000 x 3.000 x 4.000 | Forward Small Device Stop Brackets help secure devices placed on a shelf from being pushed back into the rack if a button is pushed on the face of the device. Shop Pack of 36.
Other Accessories | Middle Atlantic | FWD-SIDECLMP-4 | FORWARD SMALL DEVICE MOUNTING CLAMPS, 4 PACK | 26 | 23.4 | 96 | 81 |  |  |  | 5 |  | 10 | 656747384660 | Y | 0.1 | https://assetserver.net/_assets/middle atlantic/1000/fwdsideclmp4.jpg |  | https://assetserver.net/_assets/_prop65/prop65 label.jpg | US | Mounts & Racks | Other Accessories |  |  | 0 | Cable Manager Type: Cable Clamp | Product Color: Blue | Product Material: Nylon | Width: 3.67" | Made from durable nylon | 5.000 x 3.000 x 1.000 | Quickly mount and secure your small, non-rackmount devices vertically or horizontally using absolutely no hardware.Secure your small, non-rackmount devices to any place the patented universal hole pattern is found. Simply pop the clamp into slot, twist to lock it in place and push the clamp down. No more fumbling with tiny hardware, cable zip ties, double sided tape or bubble gum.
Other Accessories | Middle Atlantic | FWD-SIDECLMP-60 | FWDSM DEV SIDE CLMP60PK | 303 | 272.7 | [8 empty] | 656747391682 | Y | 2 |  |  | https://assetserver.net/_assets/_prop65/prop65 label.jpg |  | Mounts & Racks | Other Accessories |  |  | 0 | Cable Manager Type: Cable Clamp | Product Color: Blue |  |  |  | 4.500 x 4.500 x 7.500 | <p>Pop, twist, push, done. Secure your small, non-rackmount devices to any place the patented universal hole pattern is found. Simply pop the clamp into slot, twist to lock it in place and push the clamp down. No more fumbling with tiny hardware, cable zip ties, double-sided tape or bubble gum.</p>
Other Accessories | Middle Atlantic | FWD-TSW-15 | FORWARD HOOK & LOOP TIE SADDLES, 15 PACK | 59 | 53.1 | [8 empty] | 656747384691 | Y | 0.2 | https://assetserver.net/_assets/middle atlantic/1000/fwdtsw15.jpg |  | https://assetserver.net/_assets/_prop65/prop65 label.jpg | US | Mounts & Racks | Other Accessories |  |  | 0 | Cable Manager Type: Cable Saddle | Product Color: Blue |  |  |  | 6.000 x 5.000 x 0.500
Other Accessories | Middle Atlantic | FWD-UVPB-42-45 | FORWARD UVPB-4245 UNIVERSAL POWER BKT | 132 | 118.8 | [8 empty] | 0656747384752 | Y | 0 | https://assetserver.net/_assets/middle atlantic/1000/fwduvpb4245.jpg | https://assetserver.net/_assets/middle atlantic/pdf/fwduvpb4245-spec.pdf |  | US-United States of America | Mounts & Racks | Other Accessories |  |  | 0 | Drop-in installation into Lever Lock compatible rackrail brackets (BGR, DWR and SR) | Mounting flexibility front to back along multiple rackrail bracket styles Hardware is included for racks like the MRK, WRK, ERK, VRK, etc. | Accepts any button mount style power strips (Legrand, Raritan, ServerTech, etc.) as well as the PDT Series, PD Series and MPR Series | Durable flanged steel construction |  |  | The Forward Universal Vertical Power Mounting bracket accepts any button mount style power strips (Raritan, ServerTech, etc.) as well as our PDT Series, PD Series and MPR Series. Simply drop the bracket into the Lever Lock slots on the BGR, DWR and SR rack rail brackets and since the slots are continuous front to back you have ultimate flexibility of where to mount your power strip(s). It also includes all hardware needed to mount in any Middle Atlantic rackrail bracket style (except SNE). For the SNE check out the SNE-UVPB-4245-S. Compliment with our Forward Vertical or Horizontal Cable Management products to neatly and efficiently manage all your power cords.
Other Accessories | Middle Atlantic | LACE-37-A | 37SP,2"W,RND HOLE,LACER | 49 | 44.1 | [8 empty] | 656747233678 | Y | 4.5 |  |  | https://assetserver.net/_assets/_prop65/prop65 label.jpg | US-United States | Mounts & Racks | Other Accessories |  |  | 0 | [5 empty] | 0.001 x 0.001 x 0.001
Other Accessories | Middle Atlantic | MAFAN | 4-1/2FAN 120V W/CORD | 111 | 99.9 | [8 empty] | 656747007057 | Y | 1.4 | https://assetserver.net/_assets/middle atlantic/1000/mafan.jpg |  | https://assetserver.net/_assets/_prop65/prop65 label.jpg | US | Mounts & Racks | Other Accessories |  |  | 0 | 4-1/2" fan rated 95 CFM at 39 dBA | 4-1/2" fan rated 95 CFM at 39 dBA | Smooth, ball bearing design for extra quiet operation | Smooth, ball bearing design for extra quiet operation | Includes hardware and cord | 5.000 x 6.000 x 2.000 | Smooth, ball-bearing design, 115V input; includes hardware, cord. Featuring smooth, ball-bearing design, the 120V mount flush and comes in 4-1/2" model. Mounting hardware and cord included with each unit.
Other Accessories | Middle Atlantic | MAFAN-10 | 10FAN 115V W/CORD | 415 | 373.5 | [9 empty] | Y | 0 |  | https://assetserver.net/_assets/middle atlantic/pdf/mafan10-spec.pdf | https://assetserver.net/_assets/_prop65/ca prop 65 short form label.jpg | US-United States | Mounts & Racks | Other Accessories |  |  | 0 | Number of Fans: 1 | Fan Bearing Type: Ball Bearing | Maximum Airflow: 4114.3 gal/min | Noise Levels (A-Weighted): 49 dB(A) | Product Color: Black |  | Featuring smooth, ball-bearing design, the 120V mount flush and comes in 10” model. Mounting hardware and cord included with each unit.
Other Accessories | Middle Atlantic | MM-P-100-BK | MON MTPIVPOLESINGLEBK | 249 | 224.1 | [8 empty] | 656747390135 | Y | 8 | https://assetserver.net/_assets/middle atlantic/1000/mmp100bk.jpg |  | https://assetserver.net/_assets/_prop65/prop65 label.jpg | US | Mounts & Racks | Other Accessories |  |  | 0 | Device Supported: Monitor | Number of Displays Supported: 1 | Features: -10&deg; Tilt | Features: 75&deg; Tilt | Features: Pivot |  | The MM-P Series Pole Mount features Chief's patented Centristrade; Extreme Tilt Pitch/Pivot technology and is the optimal solution for mounting a single monitor where range of motion is important.
Other Accessories | Middle Atlantic | MRK-3731LRD | 37 RU MRK Series 22In Wide Rack, 31In Deep without Rear Door | 2303 | 2072.7 | [8 empty] | 656747011085 | N | 130 | https://assetserver.net/_assets/middle atlantic/1000/mrk3731lrd.jpg | https://assetserver.net/_assets/middle atlantic/pdf/mrk3731lrd-spec.pdf |  | US | Mounts & Racks | Other Accessories |  |  | 0 | Fully welded construction for strength | Racks gang together when fully loaded | Multiple lacing points and slotted rail brackets for cable management flexibility | Standard front and rear adjustable 10-32 threaded rackrail with numbered spaces |  | 22.000 x 31.000 x 71.000 | Specify MRK series when you need an enclosure built to perform like a workhorse. Its rugged, space-saving design and high seismic load rating make it a favorite of installing contractors, particularly on larger-scale multi-bay jobs. The MRK series also offers seismic certification and open or removable sides.
Other Accessories | Middle Atlantic | PET-K-VWM-FAN | PET KIT4"FAN TO BPVWM | 37 | 33.3 | [8 empty] | 656747360879 | Y | 0.2 |  |  | https://assetserver.net/_assets/_prop65/prop65 label.jpg | US-United States | Mounts & Racks | Other Accessories |  |  | 0 | Compatibility: VWM Series Vertical Wall Cabinets |  |  |  |  | 11.000 x 4.000 x 1.000 | The Protective Earth Terminal Kit for VWM Series Vertical Wall Cabinets is designed to bond the 4" AC fans to the back pan of the wall cabinet, while meeting the UL 2416 requirement for a safe, reliable install.
Other Accessories | Middle Atlantic | RLNK-P915R | Premium PDU with Racklink,9OUT,15A | 2128 | 1915.2 | [8 empty] | 656747321597 | Y | 11.4 | https://assetserver.net/_assets/middle atlantic/1000/rlnkp915r.jpg |  | https://assetserver.net/_assets/_prop65/prop65 label.jpg | CN-China | Mounts & Racks | Other Accessories |  |  | 0 | Simple system setup with advanced capabilities | Best-in-class monitoring, logging, and data reporting for remote system management with a user-friendly interface. | Industry-leading network security and support of IT protocols for demanding end users | Built in partnership with Raritan, a leader in the growing intelligent power market, using their Xerus platform to deliver robust security features and intelligence | Compliant with AVIXA Energy Management Standard to support energy efficient AV system design, monitoring and optimization | 15.000 x 3.500 x 21.000 | More than power distribution, the Premium+ PDU with RackLink&trade; is the most advanced - yet simplest - to use IP control solution for Remote System Management in the industry. Developed around a platform that has been proven on the most secure networks in the world, this next-generation power distribution unit provides unmatched monitoring, control, logging, security and power protection capabilities available for demanding AV applications. The RackLink&trade; technology allows you to control locally or virtually through 3rd party AV control systems, cloud platforms and SNMP for flexible management that is smarter, faster and reduces service costs.<br /><br />
Other Accessories | Middle Atlantic | RLNK-P920R-SP | Premium+ PDU with RackLink | 2576 | 2318.4 | [8 empty] | 656747321627 | Y | 13 | https://assetserver.net/_assets/middle atlantic/1000/rlnkp920rsp.jpg | https://assetserver.net/_assets/middle atlantic/pdf/rlnkp920rsp-spec.pdf | https://assetserver.net/_assets/_prop65/prop65 label.jpg | CN-China | Mounts & Racks | Other Accessories |  |  | 0 | PDU Type: Monitored | Receptacle Type: NEMA 5-20R | Receptacle Detail: 9 x NEMA 5-20R | Protection Type: Surge Protection | Protection Type: Spike Protection | 20.000 x 15.000 x 3.000 | <p>More than power distribution, the Premium+ PDU with RackLink&trade; is the most advanced - yet simplest - to use IP control solution for Remote System Management in the industry. Developed around a platform that has been proven on the most secure networks in the world, this next-generation power distribution unit provides unmatched monitoring, control, logging, security and power protection capabilities available for demanding AV applications. The RackLink&trade; technology allows you to control locally or virtually through 3rd party AV control systems, cloud platforms and SNMP for flexible management that is smarter, faster and reduces service costs.</p> <ul> <li>Simple system setup with advanced capabilities <ul> <li>Save programming with integrated scheduling, variable timed sequencing, ping sequencing, auto healing, thresholds, and multiple notification options.</li> <li>Easily connect to control and IT systems with universal compatibility through custom drivers, SNMP v3/MIB, RESTful API, and 3rd party integrations.</li> <li>Connecting via Wi-Fi with a 3rd party dongle dramatically reduces the number of Ethernet ports required </li> <li>Configure one PDU or a thousand PDUs in a matter of moments with the ability to save your configuration files</li> <li>Remotely update firmware without having to shut down the PDU, ensuring consistent system uptime</li> </ul> </li> <li>Best-in-class monitoring, logging, and data reporting for remote system management with a user-friendly interface. <ul> <li>Superior metering accuracy of total power draw down to outlet level including current, voltage, power, power factor and energy usage</li> <li>Patent-pending IP sequencing sets user-defined delays and establishes that an IP device will not power on until its networked companion is powered on</li> <li>Connect up to 32 environmental sensors to monitor the temperature and humidity and alert potential threats that could cause system downtime</li> </ul> </li> <li>Industry-leading network security and support of IT protocols for demanding end users <ul> <li>SSL/TLS Certificates</li> <li>SSH</li> <li>HTTPS</li> <li>Self-signed certificates</li> </ul> </li> <li>Protect valuable AV equipment with patented Series Protection&trade;; safeguarding critical systems against: <ul> <li>Surge</li> <li>Over voltage</li> <li>Under voltage</li> <li>Noise</li> </ul> </li> <li>Built in partnership with Raritan, a leader in the growing intelligent power market, using their Xerus platform to deliver robust security features and intelligence</li> <li>Compliant with AVIXA Energy Management Standard to support energy efficient AV system design, monitoring and optimization.</li> </ul>
Other Accessories | Middle Atlantic | RSHA-SONOS-AMP4 | 4RU SHELF4 SONOS AMPBA | 353 | 317.7 | [8 empty] | 656747375460 | Y | 6 | https://assetserver.net/_assets/middle atlantic/1000/rshasonosamp4.jpg |  | https://assetserver.net/_assets/_prop65/prop65 label.jpg | US | Mounts & Racks | Other Accessories |  |  | 0 | Form Factor: Rack-mountable | Product Color: Black Powder Coat | Product Color: Brushed Black | Product Material: Steel | Product Material: Anodized Aluminum | 22.000 x 18.000 x 2.500 | <p><b>RSH + Sonos Amp </b><br /><br /><b>Together turning your home entertainment up a notch.</b><br /><br />If you are installing a multi-zone Sonos Amp system in an enclosure, you need the new purpose-built RSH shelf. The RSHA-SONOS-AMP2 shelf was designed in partnership with Sonos to provide you with the ultimate mounting solution. It comes equipped with shelf mounted lacing bars for cable management, clamping bars to secure your Sonos Amps and an anodized faceplate, all in a single part #.</p> <p>This RSH shelf has our patented unique "face-after" design, meaning you can assemble tool-free, install up to two Sonos Amps and pop on the faceplate after its rack mounted.</p> <ul> <li>Shelf face is specifically designed for the Sonos Amp</li> <li>Unique 'face-after' design allows for easy installation and switch out of components</li> <li>Includes lacing bars for cable management</li> <li>Includes clamping bars to keep Sonos Amps secure</li> <li>Patented Tool-free shelf assembly in seconds</li> <li>Add components and manage cables effectively using the patented universal mounting pattern</li> <li>Pop and twist rear stop brackets enable quick and fine adjustment of component positioning</li> <li>Fully ventilated ears and bottom promote cooling airflow</li> <li>Black brushed and anodized finish</li> <li>RoHS compliant</li> <li>Precision cut opening provides a clean, professional look, keeps components secure and enables optimal thermal management for system reliability</li> <li>Over 11,000 measured components in the growing database</li> </ul>
Other Accessories | Middle Atlantic | RSHA-SONOS-AMP6 | 5RU SHELF6 SONOS AMPBA | 353 | 317.7 | [8 empty] | 656747375477 | Y | 10 | https://assetserver.net/_assets/middle atlantic/1000/rshasonosamp6.jpg |  | https://assetserver.net/_assets/_prop65/prop65 label.jpg | US-United States | Mounts & Racks | Other Accessories |  |  | 0 | Form Factor: Rack-mountable | Product Color: Black Powder Coat | Product Color: Brushed Black | Product Material: Steel | Product Material: Anodized Aluminum | 22.500 x 18.500 x 3.500 | <p><b>RSH + Sonos Amp </b><br /><br /><b>Together turning your home entertainment up a notch.</b><br /><br />If you are installing a multi-zone Sonos Amp system in an enclosure, you need the new purpose-built RSH shelf. The RSHA-SONOS-AMP2 shelf was designed in partnership with Sonos to provide you with the ultimate mounting solution. It comes equipped with shelf mounted lacing bars for cable management, clamping bars to secure your Sonos Amps and an anodized faceplate, all in a single part #.</p> <p>This RSH shelf has our patented unique "face-after" design, meaning you can assemble tool-free, install up to two Sonos Amps and pop on the faceplate after its rack mounted.</p> <ul> <li>Shelf face is specifically designed for the Sonos Amp</li> <li>Unique 'face-after' design allows for easy installation and switch out of components</li> <li>Includes lacing bars for cable management</li> <li>Includes clamping bars to keep Sonos Amps secure</li> <li>Patented Tool-free shelf assembly in seconds</li> <li>Add components and manage cables effectively using the patented universal mounting pattern</li> <li>Pop and twist rear stop brackets enable quick and fine adjustment of component positioning</li> <li>Fully ventilated ears and bottom promote cooling airflow</li> <li>Black brushed and anodized finish</li> <li>RoHS compliant</li> <li>Precision cut opening provides a clean, professional look, keeps components secure and enables optimal thermal management for system reliability</li> <li>Over 11,000 measured components in the growing database</li> </ul>
Other Accessories | Middle Atlantic | SFD-LOCK | FRONT DOOR LOCK SET | 20 | 18 | [8 empty] | 656747135248 | Y | 1 |  |  | https://assetserver.net/_assets/_prop65/ca prop 65 short form label.jpg | US | Mounts & Racks | Other Accessories |  |  | 0
Other Accessories | Middle Atlantic | SRD-LOCKPB | RD KEYED POP-BAY W\R CAM | 49 | 44.1 | [8 empty] | 656747184062 | Y | 0.4 |  |  | https://assetserver.net/_assets/_prop65/prop65 label.jpg | US-United States | Mounts & Racks | Other Accessories |  |  | 0 | [5 empty] | 5.000 x 4.000 x 1.000
Other Accessories | Middle Atlantic | UPS-SRBP-1000 | UPS BATT 1000VA | 650 | 585 | [8 empty] | 656747247613 | Y | 10 |  |  | https://assetserver.net/_assets/_prop65/prop65 label.jpg | CN-China | Mounts & Racks | Other Accessories |  |  | 0 | Compatibility: Middle Atlantic Select Series UPS-S1000R UPS Backup Power System | Environmentally Friendly: Yes | Environmental Certification: WEEE |  |  | 17.130 x 12.500 x 3.130
Other Accessories | Middle Atlantic | UPS-SRBP-1500 | UPS BATT 1500VA | 830 | 747 | [8 empty] | 656747247620 | Y | 21.1 |  |  | https://assetserver.net/_assets/_prop65/prop65 label.jpg | US | Mounts & Racks | Other Accessories |  |  | 0 | Bank control of outlets for simple system reboot | Simulated sine wave output waveform | 8ms transfer time | Automatic Voltage Regulation | Non-critical load shedding | 18.750 x 14.250 x 6.500 | The UPS-SRBP-1500 is a Select Series Uninterruptible Power Supply (UPS) designed to provide reliable power protection for a wide range of installations. The Select Series UPS models are available in compact form factors when space is at a premium, making them an excellent choice for installations where space is limited. The UPS-SRBP-1500 features web-enabled IP control, allowing for easy remote management and monitoring of the UPS. It also includes bank control of outlets for simple system reboot, providing added convenience and flexibility. The UPS-SRBP-1500 has a simulated sine wave output waveform, with an 8ms transfer time and automatic voltage regulation, ensuring that your equipment receives clean, reliable power at all times. It also includes non-critical load shedding, surge protection, and EMI filtering, providing comprehensive protection against power surges, spikes, and other electrical disturbances. The UPS-SRBP-1500 includes LED status indicators, allowing for easy monitoring of the UPS's status at a glance. The battery pack is easily replaced via the front panel, ensuring that maintenance and replacement is quick and easy. If you need a reliable and compact UPS for your installation, the Middle Atlantic UPS-SRBP-1500 is an excellent choice. With its web-enabled IP control, bank control of outlets, simulated sine wave output waveform, and comprehensive power protection features, the UPS-SRBP-1500 provides reliable power protection for a wide range of installations.
Other Accessories | Middle Atlantic | VWMFD-4RU-36-B | Vert wall mount, full door, 4RU, 36In | 529.99 | [9 empty] | 0662875000433 | Y | 81 |  |  |  | US-United States of America | Mounts & Racks | Other Accessories |  |  | 0 | Low-Profile: 12" depth minimizes protrusion from the wall while still maintaining 8RU worth of equipment space | Full Door Design: Locakable front door allows for added security | Deep Equipment Mounting: The vertical design accepts up to 32" deep equipment, accepting most switches and server designs in the market | Versatile Rail Mounting Locations: 3 ways to mount the rack rails (left, center, right) allows for easy access to cable routing on the sides of mounted equipment | Certified to UL2416: Load rating of up to 150 lbs (30 lbs on front door) and grounding and bonding support |  | <p>The Legrand VWM Series wall mount cabinets provide a ultra low profile and easy to use solution, perfect for secure networks, small data closets, retail, educational, edge computing, and all areas where floor space is limited.<br /><br />The split door design allows for user access at the top, while protecting critical equipment behind the front door. Mounting small routers, hubs, and computers that are non-rack mountable is also simplified with the optional patented Lever Lock equipment panels. When customized with many of the optional accessories, the vertical wall-mount cabinets can accommodate many complete computing combinations.<br /><br />The VWM cabinets are made of rugged welded steel and have a UL 2416 certified load rating of 150 lbs. The small form factor cabinets are PCI compliant, have a 31" equipment mounting depth and feature a solid locking door that provides security for the installed equipment.</p> <ul> <li>Certified load rating of 150 lbs per UL2416</li> <li>Full swing handle</li> <li>Reversible hinged front locking door</li> <li>Full door design</li> <li>Patented Lever Lock System</li> <li>Versatile rail mounting locations</li> <li>Cable and fan knockouts</li> </ul> <p><a id="gfk-spex-minisite" rel="nofollow" href="javascript:void(0)" onclick="javascript:window.open('//content.etilize.com/mini-site/en_us/1046074818.html','_blank','height=800,width=780,resizable=yes,scrollbars=yes,toolbar=no,menubar=no,location=no,directories=no,status=no');return false;">More from the Manufacturer</a></p>
Other Accessories | Middle Atlantic | VWMFD-8RU-36-B | Vert wall mount, full door, 8RU, 36In | 579.99 | 579.99 | [8 empty] | 0662875000457 | Y | 81 |  |  |  | US-United States of America | Mounts & Racks | Other Accessories |  |  | 0 | Low-Profile: 18" depth minimizes protrusion from the wall while still maintaining 8RU worth of equipment space | Full Door Design: Locakable front door allows for added security | Deep Equipment Mounting: The vertical design accepts up to 32" deep equipment, accepting most switches and server designs in the market | Versatile Rail Mounting Locations: 3 ways to mount the rack rails (left, center, right) allows for easy access to cable routing on the sides of mounted equipment | Certified to UL2416: Load rating of up to 150 lbs (30 lbs on front door) and grounding and bonding support |  | <p>The Legrand VWM Series wall mount cabinets provide a ultra low profile and easy to use solution, perfect for secure networks, small data closets, retail, educational, edge computing, and all areas where floor space is limited.<br /><br />The split door design allows for user access at the top, while protecting critical equipment behind the front door. Mounting small routers, hubs, and computers that are non-rack mountable is also simplified with the optional patented Lever Lock equipment panels. When customized with many of the optional accessories, the vertical wall-mount cabinets can accommodate many complete computing combinations.<br /><br />The VWM cabinets are made of rugged welded steel and have a UL 2416 certified load rating of 150 lbs. The small form factor cabinets are PCI compliant, have a 31" equipment mounting depth and feature a solid locking door that provides security for the installed equipment.</p> <ul> <li>Certified load rating of 150 lbs per UL2416</li> <li>Full swing handle</li> <li>Reversible hinged front locking door</li> <li>Full door design</li> <li>Patented Lever Lock System</li> <li>Versatile rail mounting locations</li> <li>Cable and fan knockouts</li> </ul> <p><a id="gfk-spex-minisite" rel="nofollow" href="javascript:void(0)" onclick="javascript:window.open('//content.etilize.com/mini-site/en_us/1046074817.html','_blank','height=800,width=780,resizable=yes,scrollbars=yes,toolbar=no,menubar=no,location=no,directories=no,status=no');return false;">More from the Manufacturer</a></p>
Power Cable | Middle Atlantic | FWD-LT-UTL-24-27-D | FWD, LIGHTS W/ DIM & SENSOR, 24-27U,DUAL | 452 | 406.8 | [8 empty] | 656747384455 | Y | 10 | https://assetserver.net/_assets/middle atlantic/1000/fwdltutl2427d.jpg |  | https://assetserver.net/_assets/_prop65/prop65 label.jpg | US | Cabling | Power Cable |  |  | 0 | Bulb/Tube Type: LED | Maximum Bulb/Tube Power: 9 W | Light Color: Bright White | Light Output: 1710 lm | Mount Type: Rail-mountable | 47.000 x 3.000 x 3.000 | Full enclosure height utility light with IR sensor and dimmer. You no longer need to choose between servicing a black rack in a dark room or working one handed as you juggle a flashlight. Simply add Forward Utility Lighting to your BGR.Forward Utility Lighting illuminates the full height of the enclosure with bright white light at an optimal angle for unmatched visibility that will allow you to get the job done in a fraction of the time because, now you can see.If you think you're swapping service convenience for pain of installation- think again. Forward Lighting- like all Forward accessories- mounts without hardware. See the difference in seconds.
Adapters | Middle Atlantic | 6TO4ADP | 6" TO 4" FAN ADAPTER | 70 | 63 | [8 empty] | 0656747318931 | Y | 1 |  |  |  | US-United States of America | Cabling | Adapters |  |  | 0 | Country of Origin: United States
Accessories | Middle Atlantic | 10222 | IA10222 - 1M eSATA 180 to eSATA 90 Cable | [10 empty] | 757120102229 | Y | 1 |  |  | https://assetserver.net/_assets/_prop65/prop65 label.jpg |  | Cabling | Accessories |  |  | 0
Accessories | Middle Atlantic | UPS-SRBP-500 | UPS BATT 500VA | 390 | 351 | [8 empty] | 656747247606 | Y | 7.1 |  |  | https://assetserver.net/_assets/_prop65/prop65 label.jpg | CN | Cabling | Accessories |  |  | 0 | Compatibility: Middle Atlantic UPS-S500R UPS
Media Players | Middle Atlantic | RLNK-P415 | Premium+ PDU with RackLink | 1512 | 1360.8 | 4 |  |  | 4 |  |  |  |  | 656747363344 | Y | 6 | https://assetserver.net/_assets/middle atlantic/1000/rlnkp415.jpg |  | https://assetserver.net/_assets/_prop65/prop65 label.jpg | TN | Digital Signage | Media Players |  |  | 0 | PDU Type: Monitored | Plug/Connector Type: NEMA 5-15P | Receptacle Type: NEMA 5-15R | Receptacle Detail: 4 x NEMA 5-15R | Protection Type: Surge Protection | 14.000 x 5.000 x 10.000 | More than power distribution, thePremium+ PDUwithRackLink#8482;is the most advanced - yet simplest - to use IP control solution for Remote System Management in the industry. Developed around a platform that has been proven on the most secure networks in the world, this next-generation power distribution unit provides unmatched monitoring, control, logging, security and power protection capabilities available for demanding AV applications. The RackLink#8482; technology allows you to control locally or virtually through 3rd party AV control systems, cloud platforms and SNMP for flexible management that is smarter, faster and reduces service costs.
Lecterns | Middle Atlantic | L5K-CB2KDV-18489 | Custom maple finish Marshall Natural Maple | [11 empty] | Y | 1 |  |  |  | US-United States | AV Furniture | Lecterns |  |  | 0
Lecterns | Middle Atlantic | FML-42AE0MC-USC | Forum collaboration suite lectern 42In | 6436 | 5792.4 | [8 empty] | 0656747405549 | N | 506.5 |  |  |  | US-United States of America | AV Furniture | Lecterns |  |  | 0 | Application/Usage: Office
Lecterns | Middle Atlantic | FML-60AA3GC-USC | FM,LECTERN,6027,HTADJ,A3,GR,US,CAN | 7509 | 6758.1 | [8 empty] | 0656747404467 | N | 232 |  |  |  | US | AV Furniture | Lecterns |  |  | 0 | [5 empty] | 67.000 x 33.000 x 16.500
Lecterns | Middle Atlantic | FML-60AE0MC-USC | FM,LECTERN,6027,HTADJ,E0,MG,US,CAN | 7509 | 6758.1 | [8 empty] | 0656747405570 | N | 232 |  |  |  | US | AV Furniture | Lecterns |  |  | 0 | Country of Origin: United States |  |  |  |  | 66.500 x 33.000 x 16.500
Lecterns | Middle Atlantic | FML-72AA3GC-USC | FM LECTERN 7227 HTADJ A3 GR US CAN | 8153 | 7337.7 | [8 empty] | 0656747405587 | N | 252 |  |  |  | US-United States of America | AV Furniture | Lecterns |  |  | 0
Lecterns | Middle Atlantic | FMR-6UT6G-FD | FORUM 6RU,UNDERTABLE,RACK,KD,GRAPH,FD | 388 | 349.2 | [8 empty] | 656747404795 | Y | 24 | https://assetserver.net/_assets/middle atlantic/1000/fmr6ut6gfd.jpg |  |  | US | AV Furniture | Lecterns |  |  | 0 | Locking, vented front door included for secure storage of AV equipment | Graphite powder coat | Forward Compatible with innovative Forward Rackrail included. Use with tool-free accessories like blank panels, vent panels, lacer bars and more. | Easily adjust the depth of the rackrail to meet the needs of the equipment | The base of the rack is vented and accommodates small device mounting with Forward accessories. | 23.500 x 4.500 x 19.500 | The Forum Lectern Undermount Rack provides 6RU of secure rack mounting below the worksurface. With pre-installed screws in the bottom of the worksurface, installation of the rack is easy.
Lecterns | Middle Atlantic | FMR-6UT6M-FD | FORUM 6RU,UNDERTABLE,RACK,KD,MAGN,FD | 388 | 349.2 | [8 empty] | 656747404801 | N | 24 |  |  |  | US | AV Furniture | Lecterns |  |  | 0 | Application/Usage: A/V Equipment | Ventilation: Yes | Features: Lockable | Features: Front Door | Features: Powder Coated | 23.000 x 19.500 x 4.000 | <p>The Forum&trade; Lectern Undermount Rack provides 6RU of secure rack mounting below the worksurface. With pre-installed screws in the bottom of the worksurface, installation of the rack is easy.</p><ul><li data-list="bullet"><span class="ql-ui" contenteditable="false"></span>Locking, vented front door included for secure storage of AV equipment</li><li data-list="bullet"><span class="ql-ui" contenteditable="false"></span>Magnesium powder coat</li><li data-list="bullet"><span class="ql-ui" contenteditable="false"></span>Forward Compatible with innovative Forward Rackrail included</li><li data-list="bullet" class="ql-indent-1"><span class="ql-ui" contenteditable="false"></span>Use with tool-free accessories like blank panels, vent panels, lacer bars and more.</li><li data-list="bullet"><span class="ql-ui" contenteditable="false"></span>Easily adjust the depth of the rackrail to meet the needs of the equipment</li><li data-list="bullet"><span class="ql-ui" contenteditable="false"></span>The base of the rack is vented and accommodates small device mounting with Forward accessories.</li><li data-list="bullet"><span class="ql-ui" contenteditable="false"></span>Installs in the center on the 42" wide Forum Lectern</li><li data-list="bullet"><span class="ql-ui" contenteditable="false"></span>Installs either left or right justified on the 60" and 72" wide Forum Lecterns.</li><li data-list="bullet"><span class="ql-ui" contenteditable="false"></span>Note: Installation of the Forum Lectern Undermount Rack will void ADA compliance for the 42" and 60" Forum Lecterns</li><li data-list="bullet"><span class="ql-ui" contenteditable="false"></span>Ships knocked down</li></ul>
Lecterns | Middle Atlantic | IL5-FLATFR-WS23 | INTL L5 LECTURN FRAME,FLAT TOP,23"WIDE | 2716 | 2444.4 | [8 empty] | 656747250194 | Y | 105 |  |  | https://assetserver.net/_assets/_prop65/shortform cancerandreprod_midat.jpg | US-United States | AV Furniture | Lecterns |  |  | 0 | Frame to Furniture&trade; design complements an integrator's installation workflow | Steel frame ships assembled and ready to integrate in the shop or on-site | Available in 3 widths | Unique design allows panels to be replaced quickly and easily |  | 33.000 x 27.000 x 46.000
Lecterns | Middle Atlantic | IL5-FLATFR-WS33 | INTL L5 LECTURN FRAME,FLAT TOP,33"WIDE | 2877 | 2589.3 | [8 empty] | 656747250200 | Y | 125.6 |  |  | https://assetserver.net/_assets/_prop65/shortform cancerandreprod_midat.jpg | US-United States | AV Furniture | Lecterns |  |  | 0 | Frame to Furniture&trade; design complements an integrator's installation workflow | Steel frame ships assembled and ready to integrate in the shop or on-site | Available in 3 widths | Unique design allows panels to be replaced quickly and easily |  | 31.500 x 30.300 x 38.900
Lecterns | Middle Atlantic | IL5-FLATFR-WS43 | INTL L5 LECTURN FRAME,FLAT TOP,43"WIDE | 1351 | 1215.9 | [8 empty] | 656747250217 | Y | 95 |  |  | https://assetserver.net/_assets/_prop65/shortform cancerandreprod_midat.jpg | N/A | AV Furniture | Lecterns |  |  | 0 | Frame to Furniture&trade; design complements an integrator's installation workflow | Steel frame ships assembled and ready to integrate in the shop or on-site | Available in 3 widths | Unique design allows panels to be replaced quickly and easily
Lecterns | Middle Atlantic | IL5-TURFR-WS23 | INTL L5 LECTERN FRAME,TURRET PRES PANEL,23W | 3241 | 2916.9 | [8 empty] | 656747250163 | Y | 139 |  |  | https://assetserver.net/_assets/_prop65/shortform cancerandreprod_midat.jpg | US-United States | AV Furniture | Lecterns |  |  | 0 | Frame to Furniture&trade; design complements an integrator's installation workflow | Steel frame ships assembled and ready to integrate in the shop or on-site | Available in 3 widths | Unique design allows panels to be replaced quickly and easily |  | 32.000 x 27.000 x 54.000
Lecterns | Middle Atlantic | IL5-TURFR-WS33 | INTL L5 LECTERN FRAME,TURRET PRES PANEL,33W | 3440 | 3096 | [8 empty] | 656747250170 | N | 159 |  |  | https://assetserver.net/_assets/_prop65/shortform cancerandreprod_midat.jpg | US | AV Furniture | Lecterns |  |  | 0 | Frame to Furniture&trade; design complements an integrator's installation workflow | Steel frame ships assembled and ready to integrate in the shop or on-site | Available in 3 widths | Unique design allows panels to be replaced quickly and easily |  | 33.000 x 36.000 x 54.000
Lecterns | Middle Atlantic | L2-FLIPSHELF-GC | L2 FLIPSHELF,21 INCH WIDE,GRAINED DARK CHERRY | 313 | 281.7 | [8 empty] | 656747312830 | Y | 15 |  |  | https://assetserver.net/_assets/_prop65/shortform cancerandreprod_midat.jpg | US-United States | AV Furniture | Lecterns |  |  | 0 | 21" shelf that is the full depth of the lectern (25") | Pre-drilled holes are included on lectern sides for easy installation of the flip-up shelf | Height is appropriate for use with document cameras , 2-3" from the top surface height |  |  | 31.000 x 24.000 x 5.000
Lecterns | Middle Atlantic | L2-FLIPSHELF-GE | L2 FLIPSHELF,21 INCH WIDE,GRAINED EBONY ASH | 313 | 281.7 | [8 empty] | 656747312823 | Y | 15 |  |  | https://assetserver.net/_assets/_prop65/shortform cancerandreprod_midat.jpg | US-United States | AV Furniture | Lecterns |  |  | 0 | 21" shelf that is the full depth of the lectern (25") | Pre-drilled holes are included on lectern sides for easy installation of the flip-up shelf | Height is appropriate for use with document cameras , 2-3" from the top surface height |  |  | 31.000 x 24.000 x 5.000
Lecterns | Middle Atlantic | L2-FLIPSHELF-KM | L2 FLIPSHELF,21 INCH WIDE,KNOTTED MAPLE | 313 | 281.7 | [8 empty] | 656747312816 | Y | 15 |  |  | https://assetserver.net/_assets/_prop65/shortform cancerandreprod_midat.jpg | US-United States | AV Furniture | Lecterns |  |  | 0 | 21" shelf that is the full depth of the lectern (25") | Pre-drilled holes are included on lectern sides for easy installation of the flip-up shelf | Height is appropriate for use with document cameras , 2-3" from the top surface height |  |  | 31.000 x 24.000 x 5.000
Lecterns | Middle Atlantic | L2LDC2CCMGC | L2 LECTERN,28W25D,CONN,GRAINED DARK CHERRY | 2880 | 2592 | [8 empty] | 656747310874 | N | 248 | https://assetserver.net/_assets/middle atlantic/1000/l2ldc2ccmgc.jpg |  | https://assetserver.net/_assets/_prop65/shortform cancerandreprod_midat.jpg | US | AV Furniture | Lecterns |  |  | 0 | Sleek, modern Sota style design with durable melamine finish in 3 popular color options | Up to 12RU of equipment mounting | Locking, heavy duty 4" casters | Storage designed to accommodate the most popular document cameras and personal/small device storage | Cable management systems includes 5 grommets total, with 2 in the top, 1 on each side and 1 on the bottom | 35.000 x 40.000 x 54.000 | <p>L2 Series overall dimensions shall be 43.75" H x 30" W x 25.92" D. L2 Series AV Lectern shall include patent pending removable rack with 12 rackspace front and 10 rackspace rear 11-gauge steel rackrail tapped with 10-32 mounting holes in universal EIA spacing, black e-coat finish and marked rackspaces. L2 Series AV Lectern shall ship fully assembled. L2 Series AV shall have a total weight capacity of 150 lbs., with a maximum of 75 lbs. mounted to the rack and 20 lbs. on flip shelf, for models with flip shelf. L2 Series AV Lectern shall have one 70 CFM thermostatically controlled fan that is powered on at 87&deg;F and turn off at 85&deg;F. L2 Series AV Lectern shall have a slide-out keyboard shelf, 26.53" W x 8.05" D. L2 Series AV Lectern shall include a top mounted 15 Amp power distribution with 3 15A outlets and 2 USB 2.1A outlets with a 6' cord. L2 Series AV Lectern shall include in bay 15 Amp, 8 outlet surge-protected power strip with a 10' cord. L2 Series AV Lectern shall be in Sota style with a Melamine finish. L2 Series AV Lectern shall include 4" casters, 2 locking. L2 Series AV Lectern shall be GREENGUARD Gold Certified. L2 Series AV Lectern shall comply with the requirements of RoHS EU Directive 2011/65/EU. L2 Series shall be manufactured by an ISO 9001 and ISO 14001 registered company. L2 Series AV Lectern shall be warranted to be free from defects in material or workmanship under normal use and conditions for a period of 7 years, fan shall be warranted for a period of three years.</p>
Lecterns | Middle Atlantic | L2LDC2CCMGE | L2 LECTERN,28W25D,CONN,GRAINED EBONY ASH | 2880 | 2592 | [8 empty] | 656747310867 | N | 210 |  |  | https://assetserver.net/_assets/_prop65/shortform cancerandreprod_midat.jpg | US-United States | AV Furniture | Lecterns |  |  | 0 | Caster Type: Locking Casters | Application/Usage: Room | Application/Usage: Auditorium | Application/Usage: Presentation | Application/Usage: Document Camera | 35.500 x 47.000 x 28.000 | <p>The L2 Series Lectern is the only budget-friendly lectern that comes complete with a rack, power, thermal and cable management and connectivity, delivering the Middle Atlantic hallmark of support and security for AV systems. The contemporary, Sota style design paired with durable melamine material delivers an aesthetically-pleasing option optimized for mobility. Available in easy-to-order, pre-configured models with or without a flip up shelf for additional surface space, the L2 Series Lectern delivers an affordable, all-in-one solution that supports presentation delivery in any room or auditorium.</p> <p><b>Features:</b></p> <ul> <li>Connectivity - Includes a Wiremold Desktop Power Center Slim with 3 15A outlets, USB-A and USB-C charging ports</li> <li>Sleek, modern Sota style design with durable melamine finish in 3 popular color options</li> <li>Up to 12RU of equipment mounting</li> <li>Locking, heavy duty 4" casters</li> <li>Storage designed to accommodate the most popular document cameras and personal/small device storage</li> <li>Cable management systems includes 5 grommets total, with 2 in the top, 1 on each side and 1 on the bottom</li> <li>Hinged door on front with handle</li> <li>Slide out keyboard shelf with "pencil lip" to prevent items from sliding off rear of shelf.</li> <li>Ships assembled</li> </ul>
Lecterns | Middle Atlantic | L2LDC2CCMKM | L2 LECTERN,28W25D,CONN,KNOTTED MAPLE | 2880 | 2592 | [8 empty] | 656747310850 | N | 248 | https://assetserver.net/_assets/middle atlantic/1000/l2ldc2ccmkm.jpg |  | https://assetserver.net/_assets/_prop65/shortform cancerandreprod_midat.jpg | US | AV Furniture | Lecterns |  |  | 0 | Sleek, modern Sota style design with durable melamine finish in 3 popular color options | Up to 12RU of equipment mounting | Locking, heavy duty 4" casters | Storage designed to accommodate the most popular document cameras and personal/small device storage | Cable management systems includes 5 grommets total, with 2 in the top, 1 on each side and 1 on the bottom | 35.000 x 40.000 x 54.000 | <p>L2 Series overall dimensions shall be 43.75" H x 30" W x 25.92" D. L2 Series AV Lectern shall include patent pending removable rack with 12 rackspace front and 10 rackspace rear 11-gauge steel rackrail tapped with 10-32 mounting holes in universal EIA spacing, black e-coat finish and marked rackspaces. L2 Series AV Lectern shall ship fully assembled. L2 Series AV shall have a total weight capacity of 150 lbs., with a maximum of 75 lbs. mounted to the rack and 20 lbs. on flip shelf, for models with flip shelf. L2 Series AV Lectern shall have one 70 CFM thermostatically controlled fan that is powered on at 87&deg;F and turn off at 85&deg;F. L2 Series AV Lectern shall have a slide-out keyboard shelf, 26.53" W x 8.05" D. L2 Series AV Lectern shall include a top mounted 15 Amp power distribution with 3 15A outlets and 2 USB 2.1A outlets with a 6' cord. L2 Series AV Lectern shall include in bay 15 Amp, 8 outlet surge-protected power strip with a 10' cord. L2 Series AV Lectern shall be in Sota style with a Melamine finish. L2 Series AV Lectern shall include 4" casters, 2 locking. L2 Series AV Lectern shall be GREENGUARD Gold Certified. L2 Series AV Lectern shall comply with the requirements of RoHS EU Directive 2011/65/EU. L2 Series shall be manufactured by an ISO 9001 and ISO 14001 registered company. L2 Series AV Lectern shall be warranted to be free from defects in material or workmanship under normal use and conditions for a period of 7 years, fan shall be warranted for a period of three years.</p>
Lecterns | Middle Atlantic | L2LDC2FCMGC | L2 LECTERN,28W25D,CONN, FLIP,GRAINED DK CHERRY | 3169 | 2852.1 | [8 empty] | 656747310904 | N | 263 | https://assetserver.net/_assets/middle atlantic/1000/l2ldc2fcmgc.jpg |  | https://assetserver.net/_assets/_prop65/shortform cancerandreprod_midat.jpg | US | AV Furniture | Lecterns |  |  | 0 | Caster Type: Locking Casters | Application/Usage: Document | Features: Cable Management | Features: Power Management | Features: Contemporary Style | 0.001 x 0.001 x 0.001 | <p>The L2 Series Lectern is the only budget-friendly lectern that comes complete with a rack, power, thermal and cable management and connectivity, delivering the Middle Atlantic hallmark of support and security for AV systems. The contemporary, Sota style design paired with durable melamine material delivers an aesthetically-pleasing option optimized for mobility. Available in easy-to-order, pre-configured models with or without a flip up shelf for additional surface space, the L2 Series Lectern delivers an affordable, all-in-one solution that supports presentation delivery in any room or auditorium.</p> <p>Features:</p> <ul> <li>Connectivity - Includes a Wiremold Desktop Power Center Slim with 3 15A outlets, USB-A and USB-C charging ports</li> <li>Sleek, modern Sota style design with durable melamine finish in 3 popular color options</li> <li>Up to 12RU of equipment mounting</li> <li>Locking, heavy duty 4" casters</li> <li>Storage designed to accommodate the most popular document cameras and personal/small device storage</li> <li>Cable management systems includes 5 grommets total, with 2 in the top, 1 on each side and 1 on the bottom</li> <li>Hinged door on front with handle</li> <li>Slide out keyboard shelf with "pencil lip" to prevent items from sliding off rear of shelf.</li> <li>Ships assembled</li> </ul>
Lecterns | Middle Atlantic | L2LDC2FCMGE | L2 LECTERN,28W25D,CONN, FLIP,GRAINED EBONY ASH | 3169 | 2852.1 | [8 empty] | 656747310898 | N | 263 | https://assetserver.net/_assets/middle atlantic/1000/l2ldc2fcmge.jpg |  | https://assetserver.net/_assets/_prop65/shortform cancerandreprod_midat.jpg | US-United States | AV Furniture | Lecterns |  |  | 0 | Sleek, modern Sota style design with durable melamine finish in 3 popular color options | Up to 12RU of equipment mounting | Locking, heavy duty 4" casters | Storage designed to accommodate the most popular document cameras and personal/small device storage | Cable management systems includes 5 grommets total, with 2 in the top, 1 on each side and 1 on the bottom | 35.500 x 36.500 x 33.500 | <p>L2 Series overall dimensions shall be 43.75" H x 30" W x 25.92" D. L2 Series AV Lectern shall include patent pending removable rack with 12 rackspace front and 10 rackspace rear 11-gauge steel rackrail tapped with 10-32 mounting holes in universal EIA spacing, black e-coat finish and marked rackspaces. L2 Series AV Lectern shall ship fully assembled. L2 Series AV shall have a total weight capacity of 150 lbs., with a maximum of 75 lbs. mounted to the rack and 20 lbs. on flip shelf, for models with flip shelf. L2 Series AV Lectern shall have one 70 CFM thermostatically controlled fan that is powered on at 87&deg;F and turned off at 85&deg;F. L2 Series AV Lectern shall have a slide-out keyboard shelf, 26.53" W x 8.05" D. L2 Series AV Lectern flip shelf shall have a usable area of 21" W x 24.5" D. L2 Series AV Lectern shall include a top mounted 15 Amp power distribution with 3 15A outlets and 2 USB 2.1A outlets with a 6' cord. L2 Series AV Lectern shall include in bay 15 Amp, 8 outlet surge-protected power strip with a 10' cord. L2 Series AV Lectern shall be in Sota style with a Melamine finish. L2 Series AV Lectern shall include 4" casters, 2 locking. L2 Series AV Lectern shall be GREENGUARD Gold Certified. L2 Series AV Lectern shall comply with the requirements of RoHS EU Directive 2011/65/EU. L2 Series shall be manufactured by an ISO 9001 and ISO 14001 registered company. L2 Series AV Lectern shall be warranted to be free from defects in material or workmanship under normal use and conditions for a period of 7 years, fan shall be warranted for a period of three years.</p>
Lecterns | Middle Atlantic | L2LDC2FCMKM | L2 LECTERN,28W25D,CONN,FLIP,KNOTTED MAPLE | 3169 | 2852.1 | [8 empty] | 656747310881 | Y | 263 | https://assetserver.net/_assets/middle atlantic/1000/l2ldc2fcmkm.jpg |  | https://assetserver.net/_assets/_prop65/shortform cancerandreprod_midat.jpg | US-United States | AV Furniture | Lecterns |  |  | 0 | Maximum Load Capacity: 150 lb | Number of Casters: 4 | Caster Type: Locking Casters | Color/Finish: Melamine | Color/Finish: Knotted Maple | 0.001 x 0.001 x 0.001 | <p>With connectivity (power & HDMI) and flip up shelf, these pre-configured L2 Lecterns deliver an affordable, all-in-one solution that supports presentation delivery in any room or auditorium.</p> <ul> <li>Sleek, modern Sota style design with durable melamine finish in 3 popular color options</li> <li>Up to 12RU of equipment mounting</li> <li>Locking, heavy duty 4" casters</li> <li>Storage designed to accommodate the most popular document cameras and personal/small device storage</li> <li>Cable management systems includes 5 grommets total, with 2 in the top, 1 on each side and 1 on the bottom</li> <li>Hinged door on front with handle</li> <li>Slide out keyboard shelf with "pencil lip" to prevent items from sliding off rear of shelf.</li> <li>Ships assembled</li> <li>Dimensions of the L2 Series frame with Sota wood kit: 43.75" H x 30" W x 25.92" D</li> </ul>
Lecterns | Middle Atlantic | L5-CLOCKTIMER4 | L5 CLOCK AND TIMER,PANEL MOUNT,4IN | 958 | 862.2 | [8 empty] | 656747210563 | Y | 1.4 |  |  | https://assetserver.net/_assets/_prop65/shortform cancerandreprod_midat.jpg | US-United States | AV Furniture | Lecterns |  |  | 0 | Product Color: Black |  |  |  |  | 9.000 x 6.500 x 2.500 | <p>Fits L5 series Presenter's Panel&trade; to help manage time</p> <ul> <li>Helps presenters manage their time</li> <li>Installs in L5 Series Presenters Panel&trade;</li> </ul>
Lecterns | Middle Atlantic | L5-DCD23 | L5 DOCUMENT CAMERA DRAWER,23 DEEP,14 WIDE | 365 | 328.5 | [8 empty] | 656747304163 | Y | 22.55 |  |  | https://assetserver.net/_assets/_prop65/shortform cancerandreprod_midat.jpg | US-United States | AV Furniture | Lecterns |  |  | 0 | Product Color: Black | Product Color: Brown | Compatibility: Middle Atlantic L5 Series Lectern |  |  | 23.500 x 8.500 x 8.000
Lecterns | Middle Atlantic | L5-FLATFR-23LDW | L5 FLAT FRAME,LD,LW23W | 2695 | 2425.5 | [8 empty] | 656747304187 | Y | 107 | https://assetserver.net/_assets/middle atlantic/1000/l5flatfr23ldw.jpg |  | https://assetserver.net/_assets/_prop65/shortform cancerandreprod_midat.jpg | US-United States | AV Furniture | Lecterns |  |  | 0 | Steel frame quickly ships assembled and ready to integrate | Open frame design, with built-in power and provisions for cooling and cabling | Flat top version |  |  | 27.000 x 34.000 x 46.000 | EIA Compliant 19" AV Lectern shall be Middle Atlantic Products model # L5-FLATFR-23LDW. AV Lectern shall be available in 23" width, with 1 rack bay. Overall dimensions shall be 37.98" H x 21.93" W x 28.31" D. Usable height shall be 12 rackspaces per bay. AV Lectern frames shall ship fully assembled and be constructed of steel. Total weight capacity with Middle Atlantic finishing kit shall be 400 lbs. Each rack bay shall come equipped with 1 pair of 11-gauge steel rackrail tapped with 10-32 mounting holes in universal EIA spacing, black e-coat finish and numbered rackspaces. AV Lectern rack shall have 1, 70 CFM thermostatically controlled fans. AV Lectern shall have a slide-out keyboard shelf, 18.99" W x 2.25" H x 12.06" D. Thermostatically controlled fans shall be powered on at 87&deg;F and turn off at 85&deg;F. AV Lectern shall include a 15 Amp, 8 outlet surge-protected power strip with a 10' cord. AV Lectern shall have venting on the top. AV Lectern shall be finished in a durable black powder coat. Finishing kit shall ship separately from rack, be available in a Sota or Klasik style. Top, sides and front doors shall be available in Veneer, High Pressure Laminate and Thermolaminate materials, visit middleatlantic.com for list of available finishes. AV Lectern rack shall include 4 fine floor casters. AV Lectern rack shall be GREENGUARD Gold Certified with the exception of Veneer fishes, which shall be GREENGUARD Certified. AV Lectern rack shall comply with the requirements of RoHS EU Directive 2002/95/EC. AV Lectern rack shall be manufactured by an ISO 9001 and ISO 14001 registered company. AV Lectern frame shall be warranted to be free from defects in material or workmanship under normal use and conditions for the lifetime of the rack, fans shall be warranted for a period of three years.
Lecterns | Middle Atlantic | L5-FLATFR-43LDW | L5 LCTRN FLT FRME,LESS DRAWERS,LESS WS,43WIDE | 3629 | 3266.1 | [8 empty] | 656747304200 | Y | 159 | https://assetserver.net/_assets/middle atlantic/1000/l5flatfr43ldw.jpg |  | https://assetserver.net/_assets/_prop65/shortform cancerandreprod_midat.jpg | US-United States | AV Furniture | Lecterns |  |  | 0 | Steel frame quickly ships assembled and ready to integrate | Open frame design, with built-in power and provisions for cooling and cabling | Flat top version |  |  | 34.000 x 46.000 x 46.000
Lecterns | Middle Atlantic | L5-FMHWS-23CB | L5 FLT MILLWK AND WS KIT 23IN W,CLSC BRONZE | 663 | 596.7 | [8 empty] | 656747306631 | Y | 29.5 |  |  | https://assetserver.net/_assets/_prop65/shortform cancerandreprod_midat.jpg | US-United States | AV Furniture | Lecterns |  |  | 0 | Product Color: Classic Bronze | Compatibility: <p>Middle Atlantic 23" MW, HW, WS23 Series Lecterns</p> |  |  |  | 31.500 x 25.000 x 5.000
Lecterns | Middle Atlantic | L5-FMHWS-23SN | L5 FLT MILLWK AND WS KIT 23IN W,SAT NICKEL | 663 | 596.7 | [8 empty] | 656747306648 | Y | 29.5 |  |  | https://assetserver.net/_assets/_prop65/shortform cancerandreprod_midat.jpg | US-United States | AV Furniture | Lecterns |  |  | 0 | Product Color: Satin Nickel | Compatibility: <p>Middle Atlantic 23" MW, HW, WS23 Series Lecterns</p> |  |  |  | 31.500 x 25.000 x 5.000
Lecterns | Middle Atlantic | L5-FMHWS-33CB | L5 FLT MILLWK AND WS KIT 33IN W,CLSC BRONZE | 779 | 701.1 | [8 empty] | 656747306679 | Y | 30.1 |  |  | https://assetserver.net/_assets/_prop65/shortform cancerandreprod_midat.jpg | US-United States | AV Furniture | Lecterns |  |  | 0 | Product Color: Classic Bronze | Compatibility: <p>Middle Atlantic 33" L5 Series Lecterns</p> |  |  |  | 35.000 x 31.500 x 5.000
Lecterns | Middle Atlantic | L5-FMHWS-33SN | L5 FLT MILLWK AND WS KIT 33IN W,SAT NICKEL | 805 | 724.5 | [8 empty] | 656747306686 | Y | 30.1 |  |  | https://assetserver.net/_assets/_prop65/shortform cancerandreprod_midat.jpg | US-United States | AV Furniture | Lecterns |  |  | 0 | Product Color: Satin Nickel | Compatibility: <p>Middle Atlantic 33" L5 Series Lecterns</p> |  |  |  | 35.000 x 31.500 x 5.000
Lecterns | Middle Atlantic | L5-FMHWS-43CB | L5 FLT MILLWK AND WS KIT 43IN W,CLSC BRONZE | 823 | 740.7 | [8 empty] | 656747306716 | Y | 29 |  |  | https://assetserver.net/_assets/_prop65/shortform cancerandreprod_midat.jpg | US-United States | AV Furniture | Lecterns |  |  | 0 | Product Color: Classic Bronze | Compatibility: <p>Middle Atlantic 43" L5 Series Lecterns</p> |  |  |  | 46.000 x 20.000 x 5.000
Lecterns | Middle Atlantic | L5-FMHWS-43SN | L5 FLT MILLWK AND WS KIT 43IN W,SAT NICKEL | 823 | 740.7 | [8 empty] | 656747306723 | Y | 44 |  |  | https://assetserver.net/_assets/_prop65/shortform cancerandreprod_midat.jpg | US-United States | AV Furniture | Lecterns |  |  | 0 | Product Color: Satin Nickel | Compatibility: <p>Middle Atlantic 43" MW, HW, WS43 Series Lecterns</p> |  |  |  | 45.000 x 32.500 x 5.000
Lecterns | Middle Atlantic | L5-FS-HA3 | L5 LECT FLIPSHELF,21WIDE,HPL,ASIAN NIGHT | 749 | 674.1 | [8 empty] | 656747300929 | Y | 15.5 |  |  | https://assetserver.net/_assets/_prop65/shortform cancerandreprod_midat.jpg | US-United States | AV Furniture | Lecterns |  |  | 0 | Style: Sota | Product Color: Asian Night | Product Material: High Pressure Laminate (HPL) | Compatibility: <p>Middle Atlantic L5 Series Lecterns</p> | Environmentally Friendly: Yes | 28.000 x 25.000 x 5.000 | <p>Add extra surface space with the durable, no-pinch HPL flip up shelf that lays flush with the lectern when not in use</p>
Lecterns | Middle Atlantic | L5-FS-HA5 | L5 LECT FLIPSHELF,21WIDE,HPL,BLACK | 749 | 674.1 | [8 empty] | 656747300943 | Y | 15.5 |  |  | https://assetserver.net/_assets/_prop65/shortform cancerandreprod_midat.jpg | US-United States | AV Furniture | Lecterns |  |  | 0 | Style: Sota | Product Color: Black | Product Material: High Pressure Laminate (HPL) | Compatibility: <p>Middle Atlantic L5 Series Lecterns</p> | Environmentally Friendly: Yes | 28.000 x 25.000 x 5.000 | <p>Add extra surface space with the durable, no-pinch HPL flip up shelf that lays flush with the lectern when not in use</p>
Lecterns | Middle Atlantic | L5-FS-HC8 | L5 LECT FLIPSHELF,21WIDE,HPL,STUDIO TEAK | 749 | 674.1 | [8 empty] | 656747301179 | Y | 15.5 |  |  | https://assetserver.net/_assets/_prop65/shortform cancerandreprod_midat.jpg | US-United States | AV Furniture | Lecterns |  |  | 0 | Style: Sota | Product Color: Studio Teak | Product Material: High Pressure Laminate (HPL) | Compatibility: <p>Middle Atlantic L5 Series Lecterns</p> | Environmentally Friendly: Yes | 28.000 x 25.000 x 5.000 | <p>Add extra surface space with the durable, no-pinch HPL flip up shelf that lays flush with the lectern when not in use</p>
Lecterns | Middle Atlantic | L5-FS-HD0 | L5 LECT FLIPSHELF,21WIDE,HPL,WALNUT HEIGHTS | 749 | 674.1 | [8 empty] | 656747301193 | Y | 15.5 |  |  | https://assetserver.net/_assets/_prop65/shortform cancerandreprod_midat.jpg | US-United States | AV Furniture | Lecterns |  |  | 0 | Style: Sota | Product Color: Walnut Heights | Product Material: High Pressure Laminate (HPL) | Compatibility: <p>Middle Atlantic L5 Series Lecterns</p> | Environmentally Friendly: Yes | 28.000 x 25.000 x 5.000 | <p>Add extra surface space with the durable, no-pinch HPL flip up shelf that lays flush with the lectern when not in use</p>
Lecterns | Middle Atlantic | L5-FS-V00 | L5 LECT FLIPSHELF,21WIDE,VENEER,NOIRE SAPELE | 1011 | 909.9 | [8 empty] | 656747301247 | Y | 15.5 |  |  | https://assetserver.net/_assets/_prop65/shortform cancerandreprod_midat.jpg | US-United States | AV Furniture | Lecterns |  |  | 0 | Style: Sota/Klasik | Product Color: Veneer Noire Sapele | Product Material: Veneer | Compatibility: <p>Middle Atlantic L5 Series Lecterns</p> | Environmentally Friendly: Yes | 28.000 x 25.000 x 5.000 | <p>Add extra surface space with the durable, no-pinch veneer flip up shelf that lays flush with the lectern when not in use</p>
Lecterns | Middle Atlantic | L5-FS-V01 | L5 LECT FLIPSHELF,21WIDE,VENEER,SCARLET CHER | 1011 | 909.9 | [8 empty] | 656747301254 | Y | 15.5 |  |  | https://assetserver.net/_assets/_prop65/shortform cancerandreprod_midat.jpg | US-United States | AV Furniture | Lecterns |  |  | 0 | Style: Sota/Klasik | Product Color: Veneer Scarlet Cherry | Product Material: Veneer | Compatibility: <p>Middle Atlantic L5 Series Lecterns</p> | Environmentally Friendly: Yes | 28.000 x 25.000 x 5.000 | <p>Add extra surface space with the durable, no-pinch veneer flip up shelf that lays flush with the lectern when not in use</p>
Lecterns | Middle Atlantic | L5-FS-V02 | L5 LECT FLIPSHELF,21WIDE,VENEER,DEMITAS WALNUT | 1011 | 909.9 | [8 empty] | 656747301261 | Y | 15.5 |  |  | https://assetserver.net/_assets/_prop65/shortform cancerandreprod_midat.jpg | US-United States | AV Furniture | Lecterns |  |  | 0 | Style: Sota/Klasik | Product Color: Veneer Demitasse Walnut | Product Material: Veneer | Compatibility: <p>Middle Atlantic L5 Series Lecterns</p> | Environmentally Friendly: Yes | 28.000 x 25.000 x 5.000 | <p>Add extra surface space with the durable, no-pinch veneer flip up shelf that lays flush with the lectern when not in use</p>
Lecterns | Middle Atlantic | L5-FS-V03 | L5 LECT FLIPSHELF,21WIDE,VENEER,MINK CHERRY | 1011 | 909.9 | [8 empty] | 656747301278 | Y | 15.5 |  |  | https://assetserver.net/_assets/_prop65/shortform cancerandreprod_midat.jpg | US-United States | AV Furniture | Lecterns |  |  | 0 | Style: Sota/Klasik | Product Color: Veneer Mink Cherry | Product Material: Veneer | Compatibility: <p>Middle Atlantic L5 Series Lecterns</p> | Environmentally Friendly: Yes | 28.000 x 25.000 x 5.000 | <p>Add extra surface space with the durable, no-pinch veneer flip up shelf that lays flush with the lectern when not in use</p>
Lecterns | Middle Atlantic | L5-FS-V04 | L5 LECT FLIPSHELF,21WIDE,VENEER,SANDY MAPLE | 1011 | 909.9 | [8 empty] | 656747301285 | Y | 15.5 |  |  | https://assetserver.net/_assets/_prop65/shortform cancerandreprod_midat.jpg | US-United States | AV Furniture | Lecterns |  |  | 0 | Style: Sota/Klasik | Product Color: Veneer Sandy Maple | Product Material: Veneer | Compatibility: <p>Middle Atlantic L5 Series Lecterns</p> | Environmentally Friendly: Yes | 28.000 x 25.000 x 5.000 | <p>Add extra surface space with the durable, no-pinch veneer flip up shelf that lays flush with the lectern when not in use</p>
Lecterns | Middle Atlantic | L5-FS-V05 | L5 LECT FLIPSHELF,21WIDE,VENEER,CERISE SAPELE | 1011 | 909.9 | [8 empty] | 656747301292 | Y | 15.5 |  |  | https://assetserver.net/_assets/_prop65/shortform cancerandreprod_midat.jpg | US-United States | AV Furniture | Lecterns |  |  | 0 | Style: Sota/Klasik | Product Color: Veneer Cerise Sapele | Product Material: Veneer | Compatibility: <p>Middle Atlantic L5 Series Lecterns</p> | Environmentally Friendly: Yes | 28.000 x 25.000 x 5.000 | <p>Add extra surface space with the durable, no-pinch veneer flip up shelf that lays flush with the lectern when not in use</p>
Lecterns | Middle Atlantic | L5-FS-V06 | L5 LECT FLIPSHELF,21WIDE,VENEER,LATTE WALNUT | 1011 | 909.9 | [8 empty] | 656747301308 | Y | 15.5 |  |  | https://assetserver.net/_assets/_prop65/shortform cancerandreprod_midat.jpg | US-United States | AV Furniture | Lecterns |  |  | 0 | Style: Sota/Klasik | Product Color: Veneer Latte Walnut | Product Material: Veneer | Compatibility: <p>Middle Atlantic L5 Series Lecterns</p> | Environmentally Friendly: Yes | 28.000 x 25.000 x 5.000 | <p>Add extra surface space with the durable, no-pinch veneer flip up shelf that lays flush with the lectern when not in use</p>
Lecterns | Middle Atlantic | L5-FS-V07 | L5 LECT FLIPSHELF,21WIDE,VENEER,SEPIA WALNUT | 1011 | 909.9 | [8 empty] | 656747301315 | Y | 15.5 |  |  | https://assetserver.net/_assets/_prop65/shortform cancerandreprod_midat.jpg | US-United States | AV Furniture | Lecterns |  |  | 0 | Style: Sota/Klasik | Product Color: Veneer Sepia Walnut | Product Material: Veneer | Compatibility: <p>Middle Atlantic L5 Series Lecterns</p> | Environmentally Friendly: Yes | 28.000 x 25.000 x 5.000 | <p>Add extra surface space with the durable, no-pinch veneer flip up shelf that lays flush with the lectern when not in use</p>
Lecterns | Middle Atlantic | L5-FS-V08 | L5 LECT FLIPSHELF,21WIDE,VENEER,ASHEN WALNUT | 1011 | 909.9 | [8 empty] | 656747301322 | Y | 15.5 |  |  | https://assetserver.net/_assets/_prop65/shortform cancerandreprod_midat.jpg | US-United States | AV Furniture | Lecterns |  |  | 0 | Style: Sota/Klasik | Product Color: Veneer Ashen Walnut | Product Material: Veneer | Compatibility: <p>Middle Atlantic L5 Series Lecterns</p> | Environmentally Friendly: Yes | 28.000 x 25.000 x 5.000 | <p>Add extra surface space with the durable, no-pinch veneer flip up shelf that lays flush with the lectern when not in use</p>
Lecterns | Middle Atlantic | L5-FS-V09 | L5 LECT FLIPSHELF,21WIDE,VENEER,TITAN WALNUT | 1011 | 909.9 | [8 empty] | 656747301339 | Y | 15.5 |  |  | https://assetserver.net/_assets/_prop65/shortform cancerandreprod_midat.jpg | US-United States | AV Furniture | Lecterns |  |  | 0 | Style: Sota/Klasik | Product Color: Veneer Titan Walnut | Product Material: Veneer | Compatibility: <p>Middle Atlantic L5 Series Lecterns</p> | Environmentally Friendly: Yes | 28.000 x 25.000 x 5.000 | <p>Add extra surface space with the durable, no-pinch veneer flip up shelf that lays flush with the lectern when not in use</p>
Lecterns | Middle Atlantic | L5KBB2SEHA3ZP002 | L5PK,33WIDEX31X39,TURRET,SOTA,HPL,A3,M4-DZP | 4200 | 3780 | [8 empty] | 656747311291 | N | 495 |  | https://assetserver.net/_assets/middle atlantic/pdf/l5kbb2seha3zp002-spec.pdf | https://assetserver.net/_assets/_prop65/shortform cancerandreprod_midat.jpg | US | AV Furniture | Lecterns |  |  | 0 | Style: Sota | Product Color: Asian Night | Product Material: High Pressure Laminate (HPL) | Height: 39" | Width: 33" | 0.001 x 0.001 x 0.001 | <p>L5 Series Preconfigured Lectern, 33" W x 31" D x 39" H, Turret Top, Sota Style, High-Pressure Laminate, Asian Night, 2 Drawers. This product is one part of a preconfigured solution. The complete solution would include a steel frame and accessories. This part describes only the wood panel finishing kit.</p>
Lecterns | Middle Atlantic | L5KBB2SEHA513253 | L5 Lectern - 33" Wide Turret Top Sota Style Woodkit | [11 empty] | Y | 1 |  |  |  | US-United States of America | AV Furniture | Lecterns |  |  | 0
Lecterns | Middle Atlantic | L5KBB2SEHB3ZP001 | L5PK,33WIDEX31X39,TURRET,SOTA,HPL,B3,ZP | 3282 | 2953.8 | [8 empty] | 656747311093 | Y | 165 |  | https://assetserver.net/_assets/middle atlantic/pdf/l5kbb2sehb3zp001-spec.pdf | https://assetserver.net/_assets/_prop65/shortform cancerandreprod_midat.jpg | US-United States | AV Furniture | Lecterns |  |  | 0 | Style: Sota | Product Color: Glamour Cherry | Product Material: High Pressure Laminate (HPL) | Height: 39" | Width: 33" | 52.000 x 41.500 x 6.000 | <p>L5 Series Preconfigured Lectern, 33" W x 31" D x 39" H, Turret Top, Sota Style, High-Pressure Laminate, Glamour Cherry. This product is one part of a preconfigured solution. The complete solution would include a steel frame and accessories. This part describes only the wood panel finishing kit.</p>
Lecterns | Middle Atlantic | L5KBB2SEHC8ZP002 | L5K,33W,TUR,SOT,H,C8,DZP | 4200 | 3780 | [9 empty] | Y | 1 |  |  |  | US-United States of America | AV Furniture | Lecterns |  |  | 0
Lecterns | Middle Atlantic | L5KBB2SEHE1ZP002 | L5K,33W,TUR,SOT,H,E1,DZP | 4200 | 3780 | [9 empty] | Y | 1 |  |  | https://assetserver.net/_assets/_prop65/ca prop 65 short form label.jpg | US-United States of America | AV Furniture | Lecterns |  |  | 0
Lecterns | Middle Atlantic | L5KBB2SEHZ017177L5KH-VAR | L5KBB2SEHZ017177,7966K-12 5TH | [11 empty] | Y | 1 |  |  |  | US-United States | AV Furniture | Lecterns |  |  | 0 | [5 empty] | 0.001 x 0.001 x 0.001
Lecterns | Middle Atlantic | L5-RRKIT23 | L5 RACKRAIL KIT,12RU,FITS 23 INCH LECTERN | 86 | 77.4 | [8 empty] | 656747307263 | Y | 3 |  | https://assetserver.net/_assets/middle atlantic/pdf/l5rrkit23-spec.pdf | https://assetserver.net/_assets/_prop65/shortform cancerandreprod_midat.jpg | US-United States | AV Furniture | Lecterns |  |  | 0 | Device Supported: Lectern | Compatibility: Middle Atlantic L5 Series Lectern | Environmentally Friendly: Yes | Environmental Certification: RoHS |  | 23.500 x 3.500 x 1.250
Lecterns | Middle Atlantic | L5-RRKIT3343 | L5 RACKRAIL KIT,12RU,FITS 33 AND 43IN LECTERN | 86 | 77.4 | [8 empty] | 656747307072 | Y | 4 |  |  | https://assetserver.net/_assets/_prop65/shortform cancerandreprod_midat.jpg | US-United States | AV Furniture | Lecterns |  |  | 0 | Form Factor: Rack-mountable | Rack Height: 12U | Environmentally Friendly: Yes | Environmental Certification: RoHS |  | 25.000 x 3.250 x 1.500
Lecterns | Middle Atlantic | L5-SD7 | L5 STORAGE DRAWER,7 DEEP | 252 | 226.8 | [8 empty] | 656747304170 | Y | 11.5 |  |  | https://assetserver.net/_assets/_prop65/shortform cancerandreprod_midat.jpg | US-United States | AV Furniture | Lecterns |  |  | 0 | Compatibility: Middle Atlantic L5 Series Lectern (7" Deep) | Environmentally Friendly: Yes | Environmental Certification: RoHS |  |  | 23.500 x 8.500 x 8.000 | The Middle Atlantic L5-SD7 is a versatile side drawer designed for the L5 Series lecterns, offering additional storage and convenience for presenters. It can be installed on either the right or left side of the lectern, making it adaptable to different room layouts and user preferences. This high-quality drawer provides easy access to essential items such as remotes, notes, or other accessories, helping to keep the workspace organized and clutter-free. Built for durability and smooth operation, the L5-SD7 enhances the functionality of any lectern setup in educational, corporate, or professional settings.
Lecterns | Middle Atlantic | L5-SHOC-XLR-S | L5 SHOCKMOUNT XLR MIC HOLDER,PANEL MOUNT | 302 | 271.8 | [8 empty] | 656747210587 | Y | 0.4 |  |  | https://assetserver.net/_assets/_prop65/shortform cancerandreprod_midat.jpg | US-United States | AV Furniture | Lecterns |  |  | 0 | Microphone mount reduces interfering vibrations | Fits in laser knockout in L5 Series Lectern Accessory Panel |  |  |  | 5.500 x 5.000 x 5.000 | <p>Reduces interfering vibrations, fits provided panel knockout</p>
Lecterns | Middle Atlantic | L5-TABLETMT | L5 TABLET MOUNT,UNIVERSAL,PANEL MOUNT | 302 | 271.8 | [8 empty] | 656747210570 | Y | 1.7 |  |  | https://assetserver.net/_assets/_prop65/shortform cancerandreprod_midat.jpg | US-United States | AV Furniture | Lecterns |  |  | 0 | Articulating Tablet Mount holds tablet-style devices for reference | Fits in laser knockout in L5 Series Lectern Accessory Panel |  |  |  | 9.500 x 3.000 x 13.500 | Holds tablet-style devices for easy reference, fits provided knockout
Lecterns | Middle Atlantic | L5-TASKLIGHT18 | L5 TASKLIGHT,18"WITH GOOSENECK,DIMMER,AC | 519 | 467.1 | [8 empty] | 656747210549 | Y | 1.2 |  |  | https://assetserver.net/_assets/_prop65/shortform cancerandreprod_midat.jpg | US-United States | AV Furniture | Lecterns |  |  | 0 | Bulb/Tube Type: LED | Finishing: Black | Mount Type: Desk Mountable | Application/Usage: Desk | Features: Dimmable | 9.000 x 9.000 x 9.000 | The Middle Atlantic L5-TASKLIGHT18 is an unobtrusive LED task light designed to provide focused illumination in professional environments. This versatile light can be easily positioned to suit your specific lighting needs, ensuring optimal visibility for tasks and presentations. It features an integrated dimmer, allowing users to adjust the brightness to their preference for a comfortable working atmosphere. The L5-TASKLIGHT18 conveniently fits into the laser knockout in the L5 Series Lectern Accessory Panel, seamlessly integrating with your setup. Ideal for enhancing functionality in conference rooms, classrooms, or any presentation space, this task light combines practicality with sleek design.
Lecterns | Middle Atlantic | L5-TMHWS-23CB | L5 TUR MILLWK AND WS KIT 23IN W,CLSC BRONZE | 586 | 527.4 | [8 empty] | 656747306655 | Y | 15.5 |  |  | https://assetserver.net/_assets/_prop65/shortform cancerandreprod_midat.jpg | US-United States | AV Furniture | Lecterns |  |  | 0 | Product Color: Classic Bronze | Compatibility: Middle Atlantic L5 Series 23" Lectern |  |  |  | 25.000 x 19.000 x 5.000
Lecterns | Middle Atlantic | L5-TMHWS-23SN | L5 TUR MILLWK AND WS KIT 23IN W,SAT NICKEL | 586 | 527.4 | [8 empty] | 656747306662 | Y | 15.5 |  |  | https://assetserver.net/_assets/_prop65/shortform cancerandreprod_midat.jpg | US-United States | AV Furniture | Lecterns |  |  | 0 | Product Color: Satin Nickel | Compatibility: Middle Atlantic L5 Series 23" Lactern |  |  |  | 25.000 x 19.000 x 5.000
Lecterns | Middle Atlantic | L5-TMHWS-33CB | L5 TUR MILLWK AND WS KIT 33IN W,CLSC BRONZE | 760 | 684 | [8 empty] | 656747306693 | Y | 20.5 |  |  | https://assetserver.net/_assets/_prop65/shortform cancerandreprod_midat.jpg | US-United States | AV Furniture | Lecterns |  |  | 0 | Product Color: Classic Bronze | Compatibility: Middle Atlantic L5 Series 33" Lectern |  |  |  | 35.000 x 19.000 x 5.000
Lecterns | Middle Atlantic | L5-TMHWS-33SN | L5 TUR MILLWK AND WS KIT 33IN W,SAT NICKEL | 783 | 704.7 | [8 empty] | 656747306709 | Y | 20.5 |  |  | https://assetserver.net/_assets/_prop65/shortform cancerandreprod_midat.jpg | US-United States | AV Furniture | Lecterns |  |  | 0 | Product Color: Satin Nickel | Compatibility: Middle Atlantic L5 Series 33" Lactern |  |  |  | 35.000 x 19.000 x 5.000
Lecterns | Middle Atlantic | L5-TMHWS-43CB | L5 TUR MILLWK AND WS KIT 43IN W,CLSC BRONZE | 781 | 702.9 | [8 empty] | 656747306730 | Y | 27 |  |  | https://assetserver.net/_assets/_prop65/shortform cancerandreprod_midat.jpg | US-United States | AV Furniture | Lecterns |  |  | 0 | Product Color: Classic Bronze | Compatibility: Middle Atlantic L5 Series 43" Lectern |  |  |  | 45.000 x 19.000 x 5.000
Lecterns | Middle Atlantic | L5-TMHWS-43SN | L5 TUR MILLWK AND WS KIT 43IN W,ST NICKEL | 781 | 702.9 | [8 empty] | 656747306747 | Y | 33 |  |  | https://assetserver.net/_assets/_prop65/shortform cancerandreprod_midat.jpg | US-United States | AV Furniture | Lecterns |  |  | 0 | Product Color: Satin Nickel | Compatibility: Middle Atlantic L5 Series 43" Lactern |  |  |  | 45.000 x 19.500 x 5.000
Lecterns | Middle Atlantic | L5-TURFR-23LDW | L5 LCTRN TUR FRME,LESS DRAWERS,LESS WS,23 WIDE | 3757 | 3381.3 | [8 empty] | 656747304217 | Y | 115 | https://assetserver.net/_assets/middle atlantic/1000/l5turfr23ldw.jpg |  | https://assetserver.net/_assets/_prop65/shortform cancerandreprod_midat.jpg | US-United States | AV Furniture | Lecterns |  |  | 0 | Steel frame quickly ships assembled and ready to integrate | Open frame design, with built-in power and provisions for cooling and cabling | Slant top version with Presenters Panel&trade;, Connectivity and Accessory Panels | Presenters Panel&trade; can be ordered with custom equipment cutouts | Connectivity Panel includes a variety of AV connections | 27.000 x 34.000 x 54.000
Lecterns | Middle Atlantic | L5-TURFR-33LDW | L5 LCTRN TUR FRME,LESS DRAWERS,LESS WS,33 WIDE | 4392 | 3952.8 | [8 empty] | 656747304224 | Y | 133 | https://assetserver.net/_assets/middle atlantic/1000/l5turfr33ldw.jpg |  | https://assetserver.net/_assets/_prop65/shortform cancerandreprod_midat.jpg | US-United States | AV Furniture | Lecterns |  |  | 0 | Style: Turret | Product Color: Gray | Product Material: Steel | Compatibility: <p>Middle Atlantic L5 Series Lectern </p> |  | 33.000 x 37.000 x 53.000
Lecterns | Middle Atlantic | L5-TURFR-43LDW | L5 LCTRN TUR FRME,LESS DRAWERS,LESS WS,43 WIDE | 4697 | 4227.3 | [8 empty] | 656747304231 | N | 162 | https://assetserver.net/_assets/middle atlantic/1000/l5turfr43ldw.jpg |  | https://assetserver.net/_assets/_prop65/shortform cancerandreprod_midat.jpg | US-United States | AV Furniture | Lecterns |  |  | 0 | Application/Usage: A/V Equipment | Form Factor: Floor Standing | Product Color: Black Powder Coat | Product Material: Steel | Maximum Weight Capacity: 400 lb | 33.000 x 47.000 x 53.000
Lecterns | Middle Atlantic | RFR-1628E1 | 28W16SP28DP RFR RACK E1 | 1918 | 1726.2 | [9 empty] | Y | 350 | https://assetserver.net/_assets/middle atlantic/1000/rfr1628e1.jpg | https://assetserver.net/_assets/middle atlantic/pdf/rfr1628e1-spec.pdf |  | US-United States | AV Furniture | Lecterns |  |  | 0 | Mobile presentation furniture rack, with wide, stable design | Bolt-through casters (3”) and internal steel bracing for strength | Designed for passive cooling; optional blower kit is available | Optional flat screen mount holds most monitors up to 32” | Includes 10-32 threaded adjustable front rail | 32.000 x 27.000 x 54.000 | The RFR Reference Series combines our most elegant design and highest reliability. Engineered for professional integration, its wide body design and robust construction including bolt-through casters and internal steel bracing will stand up to years of use. Optimized for passive cooling, the RFR Series also accepts an energy-saving thermostatic cooling blower kit. Ships fully assembled.
Lecterns | Middle Atlantic | RFR-2428A3 | 28W24SP28DP RFR RACK A3 | 2236 | 2012.4 | [8 empty] | 0656747408120 | Y | 172 | https://assetserver.net/_assets/middle atlantic/1000/rfr2428a3.jpg | https://assetserver.net/_assets/middle atlantic/pdf/rfr2428a3-spec.pdf |  | US-United States | AV Furniture | Lecterns |  |  | 0 | Mobile presentation furniture rack, with wide, stable design | Bolt-through casters (3”) and internal steel bracing for strength | Designed for passive cooling; optional blower kit is available | Optional flat screen mount holds most monitors up to 32” | Includes 10-32 threaded adjustable front rail | 32.000 x 27.000 x 54.000 | The RFR Reference Series combines our most elegant design and highest reliability. Engineered for professional integration, its wide body design and robust construction including bolt-through casters and internal steel bracing will stand up to years of use. Optimized for passive cooling, the RFR Series also accepts an energy-saving thermostatic cooling blower kit. Ships fully assembled.
Cabinets & Credenzas | Middle Atlantic | C3-32-SCVR-BK | MID ATLANTIC 32IN C3 DISTO MNT COVER | 268 | 241.2 | [9 empty] | Y | 0 | https://assetserver.net/_assets/middle atlantic/1000/c332scvrbk.jpg | https://assetserver.net/_assets/middle atlantic/pdf/c332scvrbk-spec.pdf | https://assetserver.net/_assets/_prop65/ca prop 65 short form label.jpg | US-United States | AV Furniture | Cabinets & Credenzas |  |  | 0 | Cover C3 Single Display Mount uprights with a full width panel | Designed for the 32" High 1, 2. 3 and 4 Bay C3 Credenzas | Black powedercoat |  |  |  | C3 Display Mount Cover options span the width of the display mount uprights to cover them up as well as hiding cabling from inside the C3 credenza to the back of the display(s).
Cabinets & Credenzas | Middle Atlantic | C3-FF24-1 | MIDDLE ATLANTIC Stationary Rack Kit With Power - 4RU | 557 | 501.3 | 1 | 1 | [6 empty] | 0656747390050 | Y | 20 |  |  |  | US | AV Furniture | Cabinets & Credenzas |  |  | 0 | 1 Bay frame for C3 Credenza woodkit | Accepts C3 Shelf Kit, C3 Slide-Out Tech Kit or C3 Stationary Tech Kit | Accepts C3 Single Display Mount option | Includes feet for proper air flow and stability when installed with optional display mount | Includes (1) LL-VP2110 for small device mounting |  | Easily mount the 1 Bay C3 frame to the wall and begin integration of your AV equipment without any obstructions from the woodkit. After integration, install the C3 woodkit onto the frame and conceal the AV system in plain sight.
Cabinets & Credenzas | Middle Atlantic | C3-FF24-2 | C3 FRAME, 2 BAY, 24"H, V2 | 1172 | 1054.8 | [8 empty] | 656747390067 | Y | 33 | https://assetserver.net/_assets/middle atlantic/1000/c3ff242.jpg | https://assetserver.net/_assets/middle atlantic/pdf/c3ff242-spec.pdf | https://assetserver.net/_assets/_prop65/ca prop 65 short form label.jpg | US | AV Furniture | Cabinets & Credenzas |  |  | 0 | Maximum Weight Capacity: 200 lb | Features: Wall Mountable | Features: Ventilated | Product Color: Black | Product Material: Steel |  | Easily mount the 2 Bay C3 frame to the wall and begin integration of your AV equipment without any obstructions from the woodkit. After integration, install the C3 woodkit onto the frame and conceal the AV system in plain sight.
Cabinets & Credenzas | Middle Atlantic | C3-FF24-4 | C3 FRAME,4 BAY,24"H,V2 | 2280 | 2052 | [8 empty] | 656747392764 | N | 0 | https://assetserver.net/_assets/middle atlantic/1000/c3ff244.jpg | https://assetserver.net/_assets/middle atlantic/pdf/c3ff244-spec.pdf | https://assetserver.net/_assets/_prop65/ca prop 65 short form label.jpg | US-United States | AV Furniture | Cabinets & Credenzas |  |  | 0 | 4 Bay frame for C3 Credenza woodkit | Accepts C3 Shelf Kit, C3 Slide-Out Tech Kit or C3 Stationary Tech Kit | Accepts C3 Single Display Mount option | 24" Height | Includes feet for proper air flow and stability when installed with optional display mount |  | Easily mount the 4 Bay C3 frame to the wall and begin integration of your AV equipment without any obstructions from the woodkit. After integration, install the C3 woodkit onto the frame and conceal the AV system in plain sight.
Cabinets & Credenzas | Middle Atlantic | C3K1D1HA0D7ZPLWH | C3K, 1x10x32, M, H, A0, D7, LWH | 1666 | 1499.4 | [9 empty] | Y | 1 |  |  |  | US-United States of America | AV Furniture | Cabinets & Credenzas |  |  | 0
Cabinets & Credenzas | Middle Atlantic | C3K1D1HA3D4ZPLBK | MID ATLANTIC C3 HPL WOODKIT | 2223 | 2000.7 | [8 empty] | 656747390555 | Y | 68.2 | https://assetserver.net/_assets/middle atlantic/1000/c3k1d1ha3d4zplbk.jpg |  | https://assetserver.net/_assets/_prop65/ca prop 65 short form label.jpg | US | AV Furniture | Cabinets & Credenzas |  |  | 0 | Woodkit now includes a notch in the back with included cover panel | The notch was designed to allow for easy field installation of optional C3 Series Single Display Mount System | The matching cover panel has laser knockouts for the uprights when a C3 Series Single Display Mount System is installed to the C3 Credenza frame |  |  | 46.000 x 14.000 x 5.500 | 1 Bay, 32" high C3 Wood kit in High Pressure Laminate HPL for the C3-FF32-1 frame The notch was designed to allow for easy field installation of optional C3 Series Single Display Mount System
Cabinets & Credenzas | Middle Atlantic | C3K1D1MHE0E0B30000 | C3 Credenza Woodkit -1 Bay, 32" Height | [11 empty] | Y | 0 | https://assetserver.net/_assets/middle atlantic/1000/c3k1d1mhe0e0b30000.jpg | https://assetserver.net/_assets/middle atlantic/pdf/c3k1d1mhe0e0b30000-spec.pdf |  | US-United States of America | AV Furniture | Cabinets & Credenzas |  |  | 0 | Frame to Furniture design complements the ideal installation workflow | Fully assembled Frame ships first, allowing for timely installation and integration of AV/IT equipment, with Wood Kit shipping separately to protect from damage during integration | Low-profile wall mounted design supports ADA-compliant technology installations |  |  |  | 10” deep wall mount credenza supports ADA-compliant installations of smaller AV systems, with optional integrated display mount system.
Cabinets & Credenzas | Middle Atlantic | C3K2D1HA0D7ZPLWH | C3K2X10X32MHA0D7LWH | 2304 | 2073.6 | [8 empty] | 656747390579 | N | 0 |  | https://assetserver.net/_assets/middle atlantic/pdf/c3k2d1ha0d7zplwh-spec.pdf | https://assetserver.net/_assets/_prop65/prop65 label.jpg | US-United States | AV Furniture | Cabinets & Credenzas |  |  | 0 | Product Color: White | Product Color: 5th Ave Elm | Product Material: High Pressure Laminate (HPL) | Height: 32" | Compatibility: <p>Middle Atlantic C3 Credenza</p> |  | The 2 Bay C3 credenza HPL woodkit pairs a 5th Ave Elm (Wilsonart 7966K-12) cabinet with a Gloss White (Formica 949-90) doors.
Cabinets & Credenzas | Middle Atlantic | C3K2D1HA3D4ZPLBK | C3K2X10X32MHA3D4LBK | 2861 | 2574.9 | [8 empty] | 656747390586 | N | 40 | https://assetserver.net/_assets/middle atlantic/1000/c3k2d1ha3d4zplbk.jpg |  | https://assetserver.net/_assets/_prop65/prop65 label.jpg | US-United States | AV Furniture | Cabinets & Credenzas |  |  | 0 | Product Color: Asian Night | Product Color: Black | Product Material: High Pressure Laminate (HPL) | Height: 32" | Compatibility: <p>Middle Atlantic C3 Series Credenza</p> | 52.000 x 36.000 x 12.800 | The Middle Atlantic Legrand C3 Series Credenza offers stylish trends in commercial interior design. It is perfect for conference rooms, huddle spaces, and classrooms. The C3 Series displays modern contrasted finishes, versatile storage options, and integrated display mount options using Chief's Fusion™ technology for a truly all-in-one localized AV system.
Cabinets & Credenzas | Middle Atlantic | C3K2D1HB9A6ZPLBK | C3K2X10X32MHB9A6LBK | 2304 | 2073.6 | [8 empty] | 656747390562 | N | 0 | https://assetserver.net/_assets/middle atlantic/1000/c3k2d1hb9a6zplbk.jpg |  | https://assetserver.net/_assets/_prop65/prop65 label.jpg | US-United States | AV Furniture | Cabinets & Credenzas |  |  | 0 | Product Color: Montana Walnut | Product Color: Blackened Lengo | Product Material: High Pressure Laminate (HPL) | Height: 32" | Compatibility: <p>Middle Atlantic C3 Credenza</p> |  | This 2 Bay C3 credenza HPL woodkit pairs a Montana Walnut (Wilsonart 7110K-78) cabinet with Blackened Legno (Formica 8848-58) doors. It fits the C3-FF32-2 frame.
Cabinets & Credenzas | Middle Atlantic | C3K3D1MHE1E1C3ZP01 | C3K,3X10X32,M,H,E1,E1,SLVPANEL,SLVLOCKS | 3420 | 3078 | [8 empty] | 0656747408816 | N | 145 |  |  |  | US-United States of America | AV Furniture | Cabinets & Credenzas |  |  | 0
Cabinets & Credenzas | Middle Atlantic | C3K4D1HA3D4ZPLBK | C3K,4X10X32,M,H,A3,D4,LBK | 4139 | 3725.1 | [8 empty] | 656747390630 | N | 140 |  |  |  | US-United States of America | AV Furniture | Cabinets & Credenzas |  |  | 0 | Color Family: Black | Product Color: Asian Night | Product Color: Black | Product Material: High Pressure Laminate (HPL) | Height: 32"
Cabinets & Credenzas | Middle Atlantic | C3TECHKIT4-SO | C3RACKKIT4RUSLIDEOUT | 825 | 742.5 | [8 empty] | 656747365904 | Y | 16 | https://assetserver.net/_assets/middle atlantic/1000/c3techkit4so.jpg |  | https://assetserver.net/_assets/_prop65/prop65 label.jpg | US | AV Furniture | Cabinets & Credenzas |  |  | 0 | Compatibility: Legrand C3 Credenza Frame |  |  |  |  | 26.500 x 16.000 x 12.000 | 4RU Slide-Out Rack Kit for C3 Credenza frame extends 7" out of the credenza.Includes:(1) 50CFM DC thermostatically controlled fan kit [24 dBA]Turns on at 87 &deg; F [30.5 &deg; C] and off at 85 &deg; F [29.4 &deg; C](1) 7 outlet, 15 amp power strip with a 10&amp;apos; [3m] power cord(1) 4" Lever Lock Small Device Mounting Plate and Lever Lock Adapter <br /> <p><br /></p>
Cabinets & Credenzas | Middle Atlantic | C5-FF22-1 | C5 FURN FRAME22D1 BAY | 2088 | 1879.2 | [8 empty] | 656747356926 | Y | 60 |  |  | https://assetserver.net/_assets/_prop65/prop65 label.jpg | US | AV Furniture | Cabinets & Credenzas |  |  | 0 | Rack Type: Open Frame | Depth: 22" |  |  |  | 35.000 x 25.000 x 23.000 | <p>Every C5 Series Credenza starts with a rack frame. This approach helps ensure system reliability by offering the best support and protection for system components possible. This includes a high static pressure blower that pulls hot air from the finished credenza and pushes it out the front vent, keeping components cool. When deciding what size credenza frame to choose, consider the number of components and their sizes as well as whether or not an international version will be necessary with its alternate 220V power supply. Once the frame has been chosen, our Configurator will help you design the rest.</p> <ul> <li>Up to 42RU of equipment mounting</li> <li>Integrated, thermostatically controlled blower(s) moves up to 50CFM per bay at only 32db</li> <li>Optional Wood Kit transforms this frame into furniture - Available in 3 unique styles and over 65 colors</li> <li>Select accents and accessories to create a custom design without the custom wait</li> </ul>
Cabinets & Credenzas | Middle Atlantic | C5K2A1SSHA5ZP001 | C5K,2X27X32,SOTA,H,ZP,A5 | 2544 | 2289.6 | [8 empty] | 0656747407413 | N | 203 |  |  | https://assetserver.net/_assets/_prop65/ca prop 65 short form label.jpg | US-United States of America | AV Furniture | Cabinets & Credenzas |  |  | 0 | [5 empty] | 52.000 x 36.000 x 12.800
Cabinets & Credenzas | Middle Atlantic | MAG-CAB-LATCHKEY | MAGNETIC CAB LATCH KEY | 71 | 63.9 | [8 empty] | 656747371851 | Y | 0.1 |  |  | https://assetserver.net/_assets/_prop65/prop65 label.jpg | US-United States | AV Furniture | Cabinets & Credenzas |  |  | 0 | [5 empty] | 2.000 x 2.000 x 2.000
Cabinets & Credenzas | Middle Atlantic | VC-7219-DT34 | VC72W/19D BAY 34 DESKTOP | 10851 | 9765.9 | [8 empty] | 656747121111 | N | 475 |  | https://assetserver.net/_assets/middle atlantic/pdf/vc7219dt34-spec.pdf | https://assetserver.net/_assets/_prop65/prop65 label.jpg | US | AV Furniture | Cabinets & Credenzas |  |  | 0 | Width: 72" | Depth: 19" | Weight (Approximate): 5 lb | Compatibility: Middle Atlantic ViewPoint |  | 78.000 x 24.000 x 31.000
Cabinets & Credenzas | Middle Atlantic | VC-SP1-19 | VC PAIR SIDE PANEL 119D | 1590 | 1431 | [8 empty] | 656747121401 | N | 0 |  |  | https://assetserver.net/_assets/_prop65/prop65 label.jpg | US-United States | AV Furniture | Cabinets & Credenzas |  |  | 0 | Compatibility: <p>19" ViewPoint Monitoring Console System</p>
Cabinets & Credenzas | Middle Atlantic | VC-W9019-DT34 | 90DEG,19D WEDGE,34 DSKTOP | 2004 | 1803.6 | [8 empty] | 0656747121210 | N | 61.7 |  |  |  | US-United States of America | AV Furniture | Cabinets & Credenzas |  |  | 0
Desks & Workstations | Middle Atlantic | FMT-24D8W | FORUM,TURRET,24W,D8,WHITE LG | 752 | 676.8 | [8 empty] | 656747404412 | Y | 15.2 |  |  |  | US | AV Furniture | Desks & Workstations |  |  | 0 | Color Family: White | Product Color: White | Country of Origin: United States |  |  | 26.800 x 11.000 x 15.000
Desks & Workstations | Middle Atlantic | FM-TAN-0595430-A3B | Forum 59" Angled Table - 30" Height - For 3-5 People | 3467 | 3120.3 | [8 empty] | 656747398940 | N | 0 | https://assetserver.net/_assets/middle atlantic/1000/fmtan0595430a3b.jpg | https://assetserver.net/_assets/middle atlantic/pdf/fmtan0595430a3b-spec.pdf | https://assetserver.net/_assets/_prop65/ca prop 65 short form label.jpg |  | AV Furniture | Desks & Workstations |  |  | 0 | The 59" (150cm) Forum&trade; Angle shaped table allows for everyone's face to be seen by the remote participants and still easily interact in-person for meeting equity | Supports 3 to 5 people | 30" seated height table | Table top manufactured in Wilsonart Asian Night high pressure laminate (HPL) for a durable worksurface that can withstand day-to-day meetings and is easily cleaned after each use | Built in cable management within the table legs and underneath the worksurface for clean lines and no cord clutter |  | The 59" Forum Angle shaped table allows for everyone’s face to be seen by the remote participants and still easily interact in-person for meeting equity. Supports 3 to 5 people and 30" seated height table
Desks & Workstations | Middle Atlantic | FM-TAN-0595430-A3W | Forum 59" Angled Table - 30" Height - For 3-5 People | 3467 | 3120.3 | [8 empty] | 656747398988 | N | 0 | https://assetserver.net/_assets/middle atlantic/1000/fmtan0595430a3w.jpg | https://assetserver.net/_assets/middle atlantic/pdf/fmtan0595430a3w-spec.pdf | https://assetserver.net/_assets/_prop65/ca prop 65 short form label.jpg |  | AV Furniture | Desks & Workstations |  |  | 0 | The 59" (150cm) Forum&trade; Angle shaped table allows for everyone's face to be seen by the remote participants and still easily interact in-person for meeting equity | Supports 3 to 5 people | 30" seated height table | Table top manufactured in Wilsonart Asian Night high pressure laminate (HPL) for a durable worksurface that can withstand day-to-day meetings and is easily cleaned after each use | Built in cable management within the table legs and underneath the worksurface for clean lines and no cord clutter |  | The 59" Forum Angle shaped table allows for everyone’s face to be seen by the remote participants and still easily interact in-person for meeting equity. Supports 3 to 5 people and Supports 3 to 5 people.
Desks & Workstations | Middle Atlantic | FM-TAN-0595430-D8B | Forum 59" Angled Table - 30" Height - For 3-5 People | 3467 | 3120.3 | [8 empty] | 656747398995 | N | 0 | https://assetserver.net/_assets/middle atlantic/1000/fmtan0595430d8b.jpg |  | https://assetserver.net/_assets/_prop65/ca prop 65 short form label.jpg |  | AV Furniture | Desks & Workstations |  |  | 0 | The 59" (150cm) Forum&trade; Angle shaped table allows for everyone's face to be seen by the remote participants and still easily interact in-person for meeting equity | Supports 3 to 5 people | 30" seated height table | Table top manufactured in Wilsonart Designer White high pressure laminate (HPL) for a durable worksurface that can withstand day-to-day meetings and is easily cleaned after each use | Built in cable management within the table legs and underneath the worksurface for clean lines and no cord clutter |  | High Pressure Laminate tabletops are super durable and easily cleanable for high-use meeting environments. Flexible a la carte solution for hybrid meeting spaces, to support AV-enhanced meeting equity. The Forum Display Stand is available in both free standing and floor-to-wall mounted versions, and can be paired with optional Forum Tables for both open plan and traditional meeting environments.
Desks & Workstations | Middle Atlantic | FM-TAN-0595430-D8W | Forum 59" Angled Table - 30" Height - For 3-5 People | 3532 | 3178.8 | [8 empty] | 656747398957 | N | 0 | https://assetserver.net/_assets/middle atlantic/1000/fmtan0595430d8w.jpg | https://assetserver.net/_assets/middle atlantic/pdf/fmtan0595430d8w-spec.pdf | https://assetserver.net/_assets/_prop65/ca prop 65 short form label.jpg |  | AV Furniture | Desks & Workstations |  |  | 0 | The 59" (150cm) Forum&trade; Angle shaped table allows for everyone's face to be seen by the remote participants and still easily interact in-person for meeting equity | Supports 3 to 5 people | 30" seated height table | Table top manufactured in Wilsonart Designer White high pressure laminate (HPL) for a durable worksurface that can withstand day-to-day meetings and is easily cleaned after each use | Built in cable management within the table legs and underneath the worksurface for clean lines and no cord clutter |  | The 59" Foru Angle shaped table allows for everyone’s face to be seen by the remote participants and still easily interact in-person for meeting equity. Seating for 3 to 5 People, 30" Seated Height, Designer White Table Top with Light Table Base. Table top manufactured in Wilsonart Designer White high pressure laminate (HPL) for a durable work surface that can withstand day-to-day meetings and is easily cleaned after each use.
Desks & Workstations | Middle Atlantic | FM-TAN-0595438-A3B | Forum 59" Angled Table - 38" Height - For 3-5 People | 3467 | 3120.3 | [8 empty] | 656747398964 | N | 146 |  |  | https://assetserver.net/_assets/_prop65/ca prop 65 short form label.jpg |  | AV Furniture | Desks & Workstations |  |  | 0 | The 59" (150cm) Forum&trade; Angle shaped table allows for everyone's face to be seen by the remote participants and still easily interact in-person for meeting equity | Supports 3 to 5 people | 38" counter height table | Table top manufactured in Wilsonart Asian Night high pressure laminate (HPL) for a durable worksurface that can withstand day-to-day meetings and is easily cleaned after each use | Built in cable management within the table legs and underneath the worksurface for clean lines and no cord clutter |  | <p>The Forum&trade; Table options are a perfect accompaniment to the Forum&trade; Display Stand for flexible hybrid videoconferencing scenarios to provide meeting equity for all participants.</p>
Desks & Workstations | Middle Atlantic | FM-TAN-0595438-A3W | Forum 59" Angled Table - 38" Height - For 3-5 People | 3467 | 3120.3 | [8 empty] | 656747399008 | N | 0 | https://assetserver.net/_assets/middle atlantic/1000/fmtan0595438a3w.jpg | https://assetserver.net/_assets/middle atlantic/pdf/fmtan0595438a3w-spec.pdf | https://assetserver.net/_assets/_prop65/ca prop 65 short form label.jpg |  | AV Furniture | Desks & Workstations |  |  | 0 | The 59" (150cm) Forum&trade; Angle shaped table allows for everyone's face to be seen by the remote participants and still easily interact in-person for meeting equity | Supports 3 to 5 people | 38" counter height table | Table top manufactured in Wilsonart Asian Night high pressure laminate (HPL) for a durable worksurface that can withstand day-to-day meetings and is easily cleaned after each use | Built in cable management within the table legs and underneath the worksurface for clean lines and no cord clutter |  | The 59" (150cm) Forum Angle shaped table allows for everyone’s face to be seen by the remote participants and still easily interact in-person for meeting equity Supports 3 to 5 people and 38" counter height table
Desks & Workstations | Middle Atlantic | FM-TAN-0595438-D8B | Forum 59" Angled Table - 38" Height - For 3-5 People | 3467 | 3120.3 | [8 empty] | 656747399015 | N | 0 | https://assetserver.net/_assets/middle atlantic/1000/fmtan0595438d8b.jpg | https://assetserver.net/_assets/middle atlantic/pdf/fmtan0595438d8b-spec.pdf | https://assetserver.net/_assets/_prop65/ca prop 65 short form label.jpg |  | AV Furniture | Desks & Workstations |  |  | 0 | The 59" (150cm) Forum&trade; Angle shaped table allows for everyone's face to be seen by the remote participants and still easily interact in-person for meeting equity | Supports 3 to 5 people | 38" counter height table | Table top manufactured in Wilsonart Designer White high pressure laminate (HPL) for a durable worksurface that can withstand day-to-day meetings and is easily cleaned after each use | Built in cable management within the table legs and underneath the worksurface for clean lines and no cord clutter |  | The 59" Forum Angle shaped table allows for everyone’s face to be seen by the remote participants and still easily interact in-person for meeting equity. Supports 3 to 5 people and 38" counter height table.
Desks & Workstations | Middle Atlantic | FM-TAN-0595438-D8W | Forum 59" Angled Table - 38" Height - For 3-5 People | 3467 | 3120.3 | [8 empty] | 656747398971 | N | 0 | https://assetserver.net/_assets/middle atlantic/1000/fmtan0595438d8w.jpg | https://assetserver.net/_assets/middle atlantic/pdf/fmtan0595438d8w-spec.pdf | https://assetserver.net/_assets/_prop65/ca prop 65 short form label.jpg |  | AV Furniture | Desks & Workstations |  |  | 0 | Table Top Length: 59" | Table Top Width: 59" | Maximum Load Capacity: 274.92 lb | Seating Capacity: 4 | Base Included: Yes |  | The 59" (150cm) Forum Angle shaped table allows for everyone’s face to be seen by the remote participants and still easily interact in-person for meeting equity Supports 3 to 5 people and 38" counter height table
Desks & Workstations | Middle Atlantic | FM-TAN-0905430-A3B | Forum 90" Angled Table - 30" Height - For 5-7 People | 3944 | 3549.6 | [8 empty] | 656747399022 | N | 0 | https://assetserver.net/_assets/middle atlantic/1000/fmtan0905430a3b.jpg | https://assetserver.net/_assets/middle atlantic/pdf/fmtan0905430a3b-spec.pdf | https://assetserver.net/_assets/_prop65/ca prop 65 short form label.jpg |  | AV Furniture | Desks & Workstations |  |  | 0 | The 90" (220cm) Forum&trade; Angle shaped table allows for everyone's face to be seen by the remote participants and still easily interact in-person for meeting equity | Supports 5 to 7 people | 30" seated height table | Table top manufactured in Wilsonart Asian Night high pressure laminate (HPL) for a durable worksurface that can withstand day-to-day meetings and is easily cleaned after each use | Built in cable management within the table legs and underneath the worksurface for clean lines and no cord clutter |  | The 90" Forum Angle shaped table allows for everyone’s face to be seen by the remote participants and still easily interact in-person for meeting equity. Supports 5 to 7 people and 30" seated height table.
Desks & Workstations | Middle Atlantic | FM-TAN-0905430-A3W | Forum 90" Angled Table - 30" Height - For 5-7 People | 4045 | 3640.5 | [8 empty] | 656747399060 | N | 0 | https://assetserver.net/_assets/middle atlantic/1000/fmtan0905430a3w.jpg | https://assetserver.net/_assets/middle atlantic/pdf/fmtan0905430a3w-spec.pdf | https://assetserver.net/_assets/_prop65/ca prop 65 short form label.jpg |  | AV Furniture | Desks & Workstations |  |  | 0 | The 90" (220cm) Forum&trade; Angle shaped table allows for everyone's face to be seen by the remote participants and still easily interact in-person for meeting equity | Supports 5 to 7 people | 30" seated height table | Table top manufactured in Wilsonart Asian Night high pressure laminate (HPL) for a durable worksurface that can withstand day-to-day meetings and is easily cleaned after each use | Built in cable management within the table legs and underneath the worksurface for clean lines and no cord clutter |  | The 90" (220cm) Forum Angle shaped table allows for everyone’s face to be seen by the remote participants and still easily interact in-person for meeting equity Supports 5 to 7 people and 30" seated height table
Desks & Workstations | Middle Atlantic | FM-TAN-0905430-D8B | Forum 90" Angled Table - 30" Height - For 5-7 People | 4045 | 3640.5 | [8 empty] | 656747399077 | N | 0 | https://assetserver.net/_assets/middle atlantic/1000/fmtan0905430d8b.jpg | https://assetserver.net/_assets/middle atlantic/pdf/fmtan0905430d8b-spec.pdf | https://assetserver.net/_assets/_prop65/ca prop 65 short form label.jpg |  | AV Furniture | Desks & Workstations |  |  | 0 | The 90" (220cm) Forum&trade; Angle shaped table allows for everyone's face to be seen by the remote participants and still easily interact in-person for meeting equity | Supports 5 to 7 people | 30" seated height table | Table top manufactured in Wilsonart Designer White high pressure laminate (HPL) for a durable worksurface that can withstand day-to-day meetings and is easily cleaned after each use | Built in cable management within the table legs and underneath the worksurface for clean lines and no cord clutter |  | The 90" (220cm) Forum Angle shaped table allows for everyone’s face to be seen by the remote participants and still easily interact in-person for meeting equity Supports 5 to 7 people and 30" seated height table
Desks & Workstations | Middle Atlantic | FM-TAN-0905430-D8W | Forum 90" Angled Table - 30" Height - For 5-7 People | 4018 | 3616.2 | [8 empty] | 656747399039 | N | 0 | https://assetserver.net/_assets/middle atlantic/1000/fmtan0905430d8w.jpg | https://assetserver.net/_assets/middle atlantic/pdf/fmtan0905430d8w-spec.pdf | https://assetserver.net/_assets/_prop65/ca prop 65 short form label.jpg |  | AV Furniture | Desks & Workstations |  |  | 0 | The 90" (220cm) Forum&trade; Angle shaped table allows for everyone's face to be seen by the remote participants and still easily interact in-person for meeting equity | Supports 5 to 7 people | 30" seated height table | Table top manufactured in Wilsonart Designer White high pressure laminate (HPL) for a durable worksurface that can withstand day-to-day meetings and is easily cleaned after each use | Built in cable management within the table legs and underneath the worksurface for clean lines and no cord clutter |  | The 90" Forum Angle shaped table allows for everyone’s face to be seen by the remote participants and still easily interact in-person for meeting equity Supports 5 to 7 people and 30" seated height table
Desks & Workstations | Middle Atlantic | FM-TAN-0905438-A3B | Forum 90" Angled Table - 38" Height - For 5-7 People | 4045 | 3640.5 | [8 empty] | 656747399046 | N | 0 | https://assetserver.net/_assets/middle atlantic/1000/fmtan0905438a3b.jpg | https://assetserver.net/_assets/middle atlantic/pdf/fmtan0905438a3b-spec.pdf | https://assetserver.net/_assets/_prop65/ca prop 65 short form label.jpg |  | AV Furniture | Desks & Workstations |  |  | 0 | The 90" (220cm) Forum&trade; Angle shaped table allows for everyone's face to be seen by the remote participants and still easily interact in-person for meeting equity | Supports 5 to 7 people | 38" counter height table | Table top manufactured in Wilsonart Asian Night high pressure laminate (HPL) for a durable worksurface that can withstand day-to-day meetings and is easily cleaned after each use | Built in cable management within the table legs and underneath the worksurface for clean lines and no cord clutter |  | The 90" Forum Angle shaped table allows for everyone’s face to be seen by the remote participants and still easily interact in-person for meeting equity. Supports 5 to 7 people and 38" counter height table.
Desks & Workstations | Middle Atlantic | FM-TAN-0905438-A3W | Forum 90" Angled Table - 38" Height - For 5-7 People | 4045 | 3640.5 | [8 empty] | 656747399084 | N | 0 | https://assetserver.net/_assets/middle atlantic/1000/fmtan0905438a3w.jpg | https://assetserver.net/_assets/middle atlantic/pdf/fmtan0905438a3w-spec.pdf | https://assetserver.net/_assets/_prop65/ca prop 65 short form label.jpg |  | AV Furniture | Desks & Workstations |  |  | 0 | The 90" (220cm) Forum&trade; Angle shaped table allows for everyone's face to be seen by the remote participants and still easily interact in-person for meeting equity | Supports 5 to 7 people | 38" counter height table | Table top manufactured in Wilsonart Asian Night high pressure laminate (HPL) for a durable worksurface that can withstand day-to-day meetings and is easily cleaned after each use | Built in cable management within the table legs and underneath the worksurface for clean lines and no cord clutter |  | The 90" Forum Angle shaped table allows for everyone’s face to be seen by the remote participants and still easily interact in-person for meeting equity Supports 5 to 7 people and 38" counter height table
Desks & Workstations | Middle Atlantic | FM-TAN-0905438-D8B | Forum 90" Angled Table - 38" Height - For 5-7 People | 4045 | 3640.5 | [8 empty] | 656747399091 | N | 0 | https://assetserver.net/_assets/middle atlantic/1000/fmtan0905438d8b.jpg | https://assetserver.net/_assets/middle atlantic/pdf/fmtan0905438d8b-spec.pdf | https://assetserver.net/_assets/_prop65/ca prop 65 short form label.jpg |  | AV Furniture | Desks & Workstations |  |  | 0 | The 90" (220cm) Forum&trade; Angle shaped table allows for everyone's face to be seen by the remote participants and still easily interact in-person for meeting equity | Supports 5 to 7 people | 38" counter height table | Table top manufactured in Wilsonart Designer White high pressure laminate (HPL) for a durable worksurface that can withstand day-to-day meetings and is easily cleaned after each use | Built in cable management within the table legs and underneath the worksurface for clean lines and no cord clutter |  | The 90" Forum Angle shaped table allows for everyone’s face to be seen by the remote participants and still easily interact in-person for meeting equity. Supports 5 to 7 people and 38" counter height table.
Desks & Workstations | Middle Atlantic | FM-TAN-0905438-D8W | Forum 90" Angled Table - 38" Height - For 5-7 People | 4045 | 3640.5 | [8 empty] | 656747399053 | N | 0 | https://assetserver.net/_assets/middle atlantic/1000/fmtan0905438d8w.jpg | https://assetserver.net/_assets/middle atlantic/pdf/fmtan0905438d8w-spec.pdf | https://assetserver.net/_assets/_prop65/ca prop 65 short form label.jpg |  | AV Furniture | Desks & Workstations |  |  | 0 | The 90" (220cm) Forum&trade; Angle shaped table allows for everyone's face to be seen by the remote participants and still easily interact in-person for meeting equity | Supports 5 to 7 people | 38" counter height table | Table top manufactured in Wilsonart Designer White high pressure laminate (HPL) for a durable worksurface that can withstand day-to-day meetings and is easily cleaned after each use | Built in cable management within the table legs and underneath the worksurface for clean lines and no cord clutter |  | The 90" Forum Angle shaped table allows for everyone’s face to be seen by the remote participants and still easily interact in-person for meeting equity. Supports 5 to 7 people and 38" counter height table.
Desks & Workstations | Middle Atlantic | FM-TAR-0883430-A3B | Forum Arc Table - 30" Height - For 3 People | 3467 | 3120.3 | [8 empty] | 656747399183 | N | 0 |  | https://assetserver.net/_assets/middle atlantic/pdf/fmtar0883430a3b-spec.pdf | https://assetserver.net/_assets/_prop65/ca prop 65 short form label.jpg |  | AV Furniture | Desks & Workstations |  |  | 0 | The Forum&trade; Arc shaped table allows for all in-person participants to directly face the remote participants during videoconferencing calls. | Supports up to 3 people | 30" seated height table | Easily connect multiple Arc tables together for larger groups or connect a Forum Rectangle Table | Table top manufactured in Wilsonart Asian Night high pressure laminate (HPL) for a durable worksurface that can withstand day-to-day meetings and is easily cleaned after each use |  | The Forum Arc shaped table allows for all in-person participants to directly face the remote participants during videoconferencing calls.
Desks & Workstations | Middle Atlantic | FM-TAR-0883430-A3W | Forum Arc Table - 30" Height - For 3 People | 3467 | 3120.3 | [8 empty] | 656747399190 | N | 0 | https://assetserver.net/_assets/middle atlantic/1000/fmtar0883430a3w.jpg | https://assetserver.net/_assets/middle atlantic/pdf/fmtar0883430a3w-spec.pdf | https://assetserver.net/_assets/_prop65/ca prop 65 short form label.jpg |  | AV Furniture | Desks & Workstations |  |  | 0 | The Forum&trade; Arc shaped table allows for all in-person participants to directly face the remote participants during videoconferencing calls. | Supports up to 3 people | 30" seated height table | Easily connect multiple Arc tables together for larger groups or connect a Forum Rectangle Table | Table top manufactured in Wilsonart Asian Night high pressure laminate (HPL) for a durable worksurface that can withstand day-to-day meetings and is easily cleaned after each use |  | The Forum Arc shaped table allows for all in-person participants to directly face the remote participants during video conferencing calls. Supports up to 3 people and 30" seated height table.
Desks & Workstations | Middle Atlantic | FM-TAR-0883430-D8B | Forum Arc Table - 30" Height - For 3 People | 3467 | 3120.3 | [8 empty] | 656747399206 | N | 0 | https://assetserver.net/_assets/middle atlantic/1000/fmtar0883430d8b.jpg | https://assetserver.net/_assets/middle atlantic/pdf/fmtar0883430d8b-spec.pdf | https://assetserver.net/_assets/_prop65/ca prop 65 short form label.jpg |  | AV Furniture | Desks & Workstations |  |  | 0 | The Forum&trade; Arc shaped table allows for all in-person participants to directly face the remote participants during videoconferencing calls. | Supports up to 3 people | 30" seated height table | Easily connect multiple Arc tables together for larger groups or connect a Forum Rectangle Table | Table top manufactured in Wilsonart Designer White high pressure laminate (HPL) for a durable worksurface that can withstand day-to-day meetings and is easily cleaned after each use |  | The Forum Arc shaped table allows for all in-person participants to directly face the remote participants during video conferencing calls. Supports up to 3 people and 30" seated height table.
Desks & Workstations | Middle Atlantic | FM-TAR-0883430-D8W | Forum Arc Table - 30" Height - For 3 People | 3467 | 3120.3 | [8 empty] | 656747399213 | N | 0 | https://assetserver.net/_assets/middle atlantic/1000/fmtar0883430d8w.jpg | https://assetserver.net/_assets/middle atlantic/pdf/fmtar0883430d8w-spec.pdf | https://assetserver.net/_assets/_prop65/ca prop 65 short form label.jpg |  | AV Furniture | Desks & Workstations |  |  | 0 | The Forum&trade; Arc shaped table allows for all in-person participants to directly face the remote participants during videoconferencing calls. | Supports up to 3 people | 30" seated height table | Easily connect multiple Arc tables together for larger groups or connect a Forum Rectangle Table | Table top manufactured in Wilsonart Designer White high pressure laminate (HPL) for a durable worksurface that can withstand day-to-day meetings and is easily cleaned after each use |  | The Forum Arc shaped table allows for all in-person participants to directly face the remote participants during video conferencing calls. Supports up to 3 people and 30" seated height table.
Desks & Workstations | Middle Atlantic | FM-TAR-0883438-A3B | Forum Arc Table - 38" Height - For 3 People | 3467 | 3120.3 | [8 empty] | 656747399220 | N | 0 | https://assetserver.net/_assets/middle atlantic/1000/fmtar0883438a3b.jpg | https://assetserver.net/_assets/middle atlantic/pdf/fmtar0883438a3b-spec.pdf | https://assetserver.net/_assets/_prop65/ca prop 65 short form label.jpg |  | AV Furniture | Desks & Workstations |  |  | 0 | The Forum&trade; Arc shaped table allows for all in-person participants to directly face the remote participants during videoconferencing calls. | Supports up to 3 people | 38" counter height table | Easily connect multiple Arc tables together for larger groups or connect a Forum Rectangle Table | Table top manufactured in Wilsonart Asian Night high pressure laminate (HPL) for a durable worksurface that can withstand day-to-day meetings and is easily cleaned after each use |  | The Forum Arc shaped table allows for all in-person participants to directly face the remote participants during video conferencing calls. Supports up to 3 people and 38" counter height table.
Desks & Workstations | Middle Atlantic | FM-TAR-0883438-A3W | Forum Arc Table - 38" Height - For 3 People | 3467 | 3120.3 | [8 empty] | 656747399237 | N | 0 | https://assetserver.net/_assets/middle atlantic/1000/fmtar0883438a3w.jpg | https://assetserver.net/_assets/middle atlantic/pdf/fmtar0883438a3w-spec.pdf | https://assetserver.net/_assets/_prop65/ca prop 65 short form label.jpg |  | AV Furniture | Desks & Workstations |  |  | 0 | The Forum&trade; Arc shaped table allows for all in-person participants to directly face the remote participants during videoconferencing calls. | Supports up to 3 people | 38" counter height table | Easily connect multiple Arc tables together for larger groups or connect a Forum Rectangle Table | Table top manufactured in Wilsonart Asian Night high pressure laminate (HPL) for a durable worksurface that can withstand day-to-day meetings and is easily cleaned after each use |  | The Forum Arc shaped table allows for all in-person participants to directly face the remote participants during videoconferencing calls. Supports up to 3 people and 38" counter height table
Desks & Workstations | Middle Atlantic | FM-TAR-0883438-D8B | Forum Arc Table - 38" Height - For 3 People | 3467 | 3120.3 | [8 empty] | 656747399244 | N | 0 | https://assetserver.net/_assets/middle atlantic/1000/fmtar0883438d8b.jpg | https://assetserver.net/_assets/middle atlantic/pdf/fmtar0883438d8b-spec.pdf | https://assetserver.net/_assets/_prop65/ca prop 65 short form label.jpg |  | AV Furniture | Desks & Workstations |  |  | 0 | The Forum&trade; Arc shaped table allows for all in-person participants to directly face the remote participants during videoconferencing calls. | Supports up to 3 people | 38" counter height table | Easily connect multiple Arc tables together for larger groups or connect a Forum Rectangle Table | Table top manufactured in Wilsonart Designer White high pressure laminate (HPL) for a durable worksurface that can withstand day-to-day meetings and is easily cleaned after each use |  | The Forum Arc shaped table allows for all in-person participants to directly face the remote participants during videoconferencing calls. Supports up to 3 people and 38" counter height table
Desks & Workstations | Middle Atlantic | FM-TAR-0883438-D8W | Forum Arc Table - 38" Height - For 3 People | 3467 | 3120.3 | [8 empty] | 656747399251 | N | 0 | https://assetserver.net/_assets/middle atlantic/1000/fmtar0883438d8w.jpg | https://assetserver.net/_assets/middle atlantic/pdf/fmtar0883438d8w-spec.pdf | https://assetserver.net/_assets/_prop65/ca prop 65 short form label.jpg |  | AV Furniture | Desks & Workstations |  |  | 0 | The Forum&trade; Arc shaped table allows for all in-person participants to directly face the remote participants during videoconferencing calls. | Supports up to 3 people | 38" counter height table | Easily connect multiple Arc tables together for larger groups or connect a Forum Rectangle Table | Table top manufactured in Wilsonart Designer White high pressure laminate (HPL) for a durable worksurface that can withstand day-to-day meetings and is easily cleaned after each use |  | The Forum Arc shaped table allows for all in-person participants to directly face the remote participants during video conferencing calls. Supports up to 3 people and 38" counter height table.
Desks & Workstations | Middle Atlantic | FM-TAR-1846430-A3G | Forum Series Arc Table For Up To 7 People - Dark Finish | 10942 | 9847.8 | [9 empty] | N | 0 | https://assetserver.net/_assets/middle atlantic/1000/fmtar1846430a3g.jpg | https://assetserver.net/_assets/middle atlantic/pdf/fmtar1846430a3g-spec.pdf |  | US-United States of America | AV Furniture | Desks & Workstations |  |  | 0 | Designed for up to 7 people | The Arc shaped table allows for all in-person participants to face the remote participants directly | 30” Seated Table Height | Three table pieces easily connect creating a seamless worksurface | The table surfaces with integrated cable grommets are made from high-pressure laminate (HPL); a super durable material that can withstand day-to-day meetings and is easily cleaned after each use |  | The Forum Arc shaped table allows for all in-person participants to directly face the remote participants during videoconferencing calls.
Desks & Workstations | Middle Atlantic | FM-TAR-1846430-D8W | Forum Series Arc Table For Up To 7 People - Light Finish | 10942 | 9847.8 | [8 empty] | 0656747406645 | N | 0 | https://assetserver.net/_assets/middle atlantic/1000/fmtar1846430d8w.jpg | https://assetserver.net/_assets/middle atlantic/pdf/fmtar1846430d8w-spec.pdf |  | US-United States of America | AV Furniture | Desks & Workstations |  |  | 0 | Designed for up to 7 people | The Arc shaped table allows for all in-person participants to face the remote participants directly | 30” Seated Table Height | Three table pieces easily connect creating a seamless worksurface | The table surfaces with integrated cable grommets are made from high-pressure laminate (HPL); a super durable material that can withstand day-to-day meetings and is easily cleaned after each use |  | The Forum Arc shaped table allows for all in-person participants to directly face the remote participants during videoconferencing calls.
Desks & Workstations | Middle Atlantic | FM-TRE-0602730-A3B | Forum Rectangle Table - 30" Height- For 2 People | 3467 | 3120.3 | [8 empty] | 656747399107 | N | 0 | https://assetserver.net/_assets/middle atlantic/1000/fmtre0602730a3b.jpg | https://assetserver.net/_assets/middle atlantic/pdf/fmtre0602730a3b-spec.pdf | https://assetserver.net/_assets/_prop65/ca prop 65 short form label.jpg |  | AV Furniture | Desks & Workstations |  |  | 0 | The Forum&trade; Rectangle table allows for all in-person participants to directly face the remote participants during videoconferencing calls. | Supports up to 2 people | 30" seated height table | Easily connect multiple Rectangle tables together for larger groups or connect to Forum Arc Tables for a more immersive collaboration experience | Table top manufactured in Wilsonart Asian Night high pressure laminate (HPL) for a durable worksurface that can withstand day-to-day meetings and is easily cleaned after each use |  | The Forum Rectangle table allows for all in-person participants to directly face the remote participants during video conferencing calls. Supports up to 2 people and 30" seated height table.
Desks & Workstations | Middle Atlantic | FM-TRE-0602730-A3W | Forum Rectangle Table - 30" Height- For 2 People | 3467 | 3120.3 | [9 empty] | N | 0 |  | https://assetserver.net/_assets/middle atlantic/pdf/fmtre0602730a3w-spec.pdf | https://assetserver.net/_assets/_prop65/ca prop 65 short form label.jpg |  | AV Furniture | Desks & Workstations |  |  | 0 | The Forum&trade; Rectangle table allows for all in-person participants to directly face the remote participants during videoconferencing calls. | Supports up to 2 people | 30" seated height table | Easily connect multiple Rectangle tables together for larger groups or connect to Forum Arc Tables for a more immersive collaboration experience | Table top manufactured in Wilsonart Asian Night high pressure laminate (HPL) for a durable worksurface that can withstand day-to-day meetings and is easily cleaned after each use |  | The Forum Rectangle table allows for all in-person participants to directly face the remote participants during videoconferencing calls.
Desks & Workstations | Middle Atlantic | FM-TRE-0602730-D8B | Forum Rectangle Table - 30" Height- For 2 People | 3467 | 3120.3 | [8 empty] | 656747399121 | N | 0 | https://assetserver.net/_assets/middle atlantic/1000/fmtre0602730d8b.jpg | https://assetserver.net/_assets/middle atlantic/pdf/fmtre0602730d8b-spec.pdf | https://assetserver.net/_assets/_prop65/ca prop 65 short form label.jpg |  | AV Furniture | Desks & Workstations |  |  | 0 | The Forum&trade; Rectangle table allows for all in-person participants to directly face the remote participants during videoconferencing calls. | Supports up to 2 people | 30" seated height table | Easily connect multiple Rectangle tables together for larger groups or connect to Forum Arc Tables for a more immersive collaboration experience | Table top manufactured in Wilsonart Designer White high pressure laminate (HPL) for a durable worksurface that can withstand day-to-day meetings and is easily cleaned after each use |  | The Forum Rectangle table allows for all in-person participants to directly face the remote participants during video conferencing calls.Supports up to 2 people and 30" seated height table.
Desks & Workstations | Middle Atlantic | FM-TRE-0602730-D8W | Forum Rectangle Table - 30" Height- For 2 People | 3467 | 3120.3 | [8 empty] | 656747399138 | N | 0 | https://assetserver.net/_assets/middle atlantic/1000/fmtre0602730d8w.jpg | https://assetserver.net/_assets/middle atlantic/pdf/fmtre0602730d8w-spec.pdf | https://assetserver.net/_assets/_prop65/ca prop 65 short form label.jpg |  | AV Furniture | Desks & Workstations |  |  | 0 | Table Top Width: 60" | Table Top Depth: 27" | Maximum Load Capacity: 324.96 lb | Seating Capacity: 2 | Table Top Shape: Rectangle |  | The Forum Rectangle table allows for all in-person participants to directly face the remote participants during video conferencing calls. Supports up to 2 people and 30" seated height table.
Desks & Workstations | Middle Atlantic | FM-TRE-0602738-A3B | Forum Rectangle Table - 38" Height- For 2 People | 3467 | 3120.3 | [8 empty] | 656747399145 | N | 0 | https://assetserver.net/_assets/middle atlantic/1000/fmtre0602738a3b.jpg | https://assetserver.net/_assets/middle atlantic/pdf/fmtre0602738a3b-spec.pdf | https://assetserver.net/_assets/_prop65/ca prop 65 short form label.jpg |  | AV Furniture | Desks & Workstations |  |  | 0 | The Forum&trade; Rectangle table allows for all in-person participants to directly face the remote participants during videoconferencing calls. | Supports up to 2 people | 38" counter height table | Easily connect multiple Rectangle tables together for larger groups or connect to Forum Arc Tables for a more immersive collaboration experience | Table top manufactured in Wilsonart Asian Night high pressure laminate (HPL) for a durable worksurface that can withstand day-to-day meetings and is easily cleaned after each use |  | The Forum Rectangle table allows for all in-person participants to directly face the remote participants during video conferencing calls. Supports up to 2 people and 38" counter height table.
Desks & Workstations | Middle Atlantic | FM-TRE-0602738-A3W | Forum Rectangle Table - 38" Height- For 2 People | 3467 | 3120.3 | [8 empty] | 656747399152 | N | 0 | https://assetserver.net/_assets/middle atlantic/1000/fmtre0602738a3w.jpg | https://assetserver.net/_assets/middle atlantic/pdf/fmtre0602738a3w-spec.pdf | https://assetserver.net/_assets/_prop65/ca prop 65 short form label.jpg |  | AV Furniture | Desks & Workstations |  |  | 0 | The Forum&trade; Rectangle table allows for all in-person participants to directly face the remote participants during videoconferencing calls. | Supports up to 2 people | 38" counter height table | Easily connect multiple Rectangle tables together for larger groups or connect to Forum Arc Tables for a more immersive collaboration experience | Table top manufactured in Wilsonart Asian Night high pressure laminate (HPL) for a durable worksurface that can withstand day-to-day meetings and is easily cleaned after each use |  | The Forum Rectangle table allows for all in-person participants to directly face the remote participants during video conferencing calls. Supports up to 2 people and 38" counter height table.
Desks & Workstations | Middle Atlantic | LH-BCW15 | Visionline Briding Cabinet - 15º Wedge - 11 RU | 2336.42 | 2102.78 | [9 empty] | N | 50 |  |  | https://assetserver.net/_assets/_prop65/prop65 label.jpg | GB-United Kingdom | AV Furniture | Desks & Workstations |  |  | 0 | Rack Type: Enclosed Cabinet | Features: Cable Management | Product Material: Plexiglass | Rack Height: 11U | Assembly Required: Yes |  | <p>The Visionline Bridging Cabinets connect Visionline or x-Type consoles together for layout flexibility when designing and installing command and control rooms. The bridging cabinets also provide rackmount capabilities for your equipment and cable management provisions to easily route cables from console to console.</p> <ul> <li>15&deg; wedge wide bridging cabinets connect Visionline or x-Type consoles together to create a multi-console system layout</li> <li>Cabinet is reversible for concave or convex layout flexibility with 1 part number</li> <li>Includes 11RU of horizontal rackmount </li> <li>Smoked plexi-glass front and rear doors for visual security of equipment</li> <li>Bridging cabinet replaces the leg of Visionline or x-Type consoles being connected</li> <li>Flat packed for easy shipment</li> </ul>
Desks & Workstations | Middle Atlantic | LH-BCW30 | Visionline Briding Cabinet - 30º Wedge - 11 RU | 2336.42 | 2102.78 | [9 empty] | N | 52 |  |  | https://assetserver.net/_assets/_prop65/prop65 label.jpg | GB-United Kingdom | AV Furniture | Desks & Workstations |  |  | 0 | Rack Type: Enclosed Cabinet | Features: Cable Management | Product Material: Plexiglass | Rack Height: 11U
Desks & Workstations | Middle Atlantic | LH-BCW45 | Visionline Briding Cabinet - 45º Wedge - 11 RU | 2336.42 | 2102.78 | [9 empty] | N | 58 |  |  | https://assetserver.net/_assets/_prop65/prop65 label.jpg | GB-United Kingdom | AV Furniture | Desks & Workstations |  |  | 0 | Rack Type: Enclosed Cabinet | Features: Cable Management | Product Material: Plexiglass | Rack Height: 11U | Assembly Required: Yes |  | <p>The Visionline Bridging Cabinets connect Visionline or x-Type consoles together for layout flexibility when designing and installing command and control rooms. The bridging cabinets also provide rackmount capabilities for your equipment and cable management provisions to easily route cables from console to console.</p> <ul> <li>45&deg; wedge wide bridging cabinets connect Visionline or x-Type consoles together to create a multi-console system layout</li> <li>Cabinet is reversible for concave or convex layout flexibility with 1 part number</li> <li>Includes 11RU of horizontal rackmount </li> <li>Smoked plexi-glass front and rear doors for visual security of equipment</li> <li>Bridging cabinet replaces the leg of Visionline or x-Type consoles being connected</li> <li>Flat packed for easy shipment</li> </ul>
Desks & Workstations | Middle Atlantic | LH-BCWS | Visionline Briding Cabinet - Straight Wedge | 2336.42 | 2102.78 | [9 empty] | N | 58 |  |  | https://assetserver.net/_assets/_prop65/prop65 label.jpg | GB-United Kingdom | AV Furniture | Desks & Workstations |  |  | 0 | Rack Type: Enclosed Cabinet | Features: Cable Management | Product Material: Plexiglass | Rack Height: 11U | Assembly Required: Yes |  | <p>The Visionline Bridging Cabinets connect Visionline or x-Type consoles together for layout flexibility when designing and installing command and control rooms. The bridging cabinets also provide rackmount capabilities for your equipment and cable management provisions to easily route cables from console to console.</p> <ul> <li>The straight, wide bridging cabinets connect Visionline or x-Type consoles together to create a multi-console system layout</li> <li>Includes 11RU of horizontal rackmount </li> <li>Smoked plexi-glass front and rear doors for visual security of equipment</li> <li>Bridging cabinet replaces the leg of Visionline or x-Type consoles being connected</li> <li>Flat packed for easy shipment</li> </ul>
Desks & Workstations | Middle Atlantic | LH-VLACPU | LundHalsey Visionline CPU Holder | 546.43 | 491.79 | [9 empty] | Y | 11 |  |  | https://assetserver.net/_assets/_prop65/prop65 label.jpg | GB-United Kingdom | AV Furniture | Desks & Workstations |  |  | 0 | Application/Usage: CPU
Desks & Workstations | Middle Atlantic | LH-VLAKT | Visionline Kontrol Touch Desktop Power Unit | 1198.58 | 1078.72 | [9 empty] | Y | 5 |  |  | https://assetserver.net/_assets/_prop65/prop65 label.jpg | GB-United Kingdom | AV Furniture | Desks & Workstations |  |  | 0 | Receptacle Type: USB | Receptacle Type: AC | Receptacles Detail: 2 x USB | Receptacles Detail: 2 x AC | Product Color: Silver
Desks & Workstations | Middle Atlantic | LH-VLALGT | Visionline LED Dimmable Task Light | 1093.57 | 984.21 | [9 empty] | Y | 7 |  |  | https://assetserver.net/_assets/_prop65/prop65 label.jpg | GB-United Kingdom | AV Furniture | Desks & Workstations |  |  | 0 | Bulb/Tube Type: LED | Mount Type: Desk Mountable | Application/Usage: Desk | Features: Dimmable | Features: Adjustable
Desks & Workstations | Middle Atlantic | LH-VLAMA | LundHalsey Visionline Monitor Mount | 472.86 | 425.57 | [9 empty] | Y | 8 |  |  | https://assetserver.net/_assets/_prop65/prop65 label.jpg | CH | AV Furniture | Desks & Workstations |  |  | 0 | Device Supported: Monitor | Number of Displays Supported: 1
Desks & Workstations | Middle Atlantic | LH-VLCLS | Visionline 24/7 Desk Console - Large - 83" Wide | 10097.14 | 9087.43 | [9 empty] | N | 400 |  |  | https://assetserver.net/_assets/_prop65/prop65 label.jpg | GB | AV Furniture | Desks & Workstations |  |  | 0 | Table Top Width: 83" | Table Top Depth: 39" | Maximum Load Capacity: 220.02 lb | Application/Usage: Control Room | Frame Color/Finish: Black |  | <p>Pre-configured and ready for "quick ship" the LundHalsey Visionline 24/7 control room console is supported by a robust frame providing perfect cable management, integration for active equipment and class leading industrial design. Visionline is also designed to ISO 11064, the international ergonomic standard for control room design.</p><ul><li> This console is pre-configured and available for "Quick-Ship"</li><li> Durable high pressure compact laminate worksurface built to withstand 24/7/365 use</li><li> 83"W x 39"D worksurface for up to 3 operators</li><li> Multiple integrated channels running the width and height of the console allows for proper cable management from the floor to the equipment to the operators</li><li> Flip up cover on the worksurface for access to multi-purpose compartment</li><li> 9RU of rackmount with front and rear access to equipment</li><li> Cable pass-thru slots on rear worksurface for monitor cables</li><li> Backlit end panels for high aesthetic look</li><li> Compatible with LundHalsey Single Monitor Arm (LH-VLAMA)</li><li> Factory installed corner LED option in worksurface for aesthetics or visual status control. LEDs can be programmed and controlled by control system</li><li> Easily add height adjustability after installation with the Electric Height Adjust Retrofit Kit (LH-VLAHA)</li></ul><p><br /></p>
Desks & Workstations | Middle Atlantic | LH-VLCMHS | AIR 24/7 Height Adjustable Desk Console - Medium - 63" Wide | 11550 | 10395 | [9 empty] | N | 581 |  |  | https://assetserver.net/_assets/_prop65/prop65 label.jpg | GB-United Kingdom | AV Furniture | Desks & Workstations |  |  | 0 | Table Top Width: 63" | Table Top Depth: 39" | Height Adjustable: Yes | Minimum Height Adjustment: 26" | Maximum Height Adjustment: 47" |  | <p>Pre-configured and ready for "quick ship" the LundHalsey Visionline AIR 24/7 control room console is height adjustable for sit/stand applications and is supported by a robust frame providing perfect cable management, integration for active equipment and class leading industrial design. Visionline is also designed to ISO 11064, the international ergonomic standard for control room design.</p><ul><li> This console is pre-configured and available for "Quick-Ship"</li><li> Electrically height adjustable from 26" to 47" for Sit/Stand capabilities</li><li> Sit/Stand promotes improved:</li><li> Physical well-being</li><li> Metabolism</li><li> Mental stimulation</li><li> Concentration</li><li> Durable high pressure compact laminate worksurface built to withstand 24/7/365 use</li><li> 63"W x 39"D worksurface for 2 operators</li><li> Multiple integrated channels running the width and height of the console allows for proper cable management from the floor to the equipment to the operators</li><li> Flip up cover on the worksurface for access to multi-purpose compartment</li><li> 6RU of rackmount with front and rear access to equipment</li><li> Cable pass-thru slots on rear worksurface for monitor cables</li><li> Backlit end panels for high aesthetic look</li><li> Compatible with LundHalsey Single Monitor Arm (LH-VLAMA)</li><li> Factory installed corner LED option in worksurface for aesthetics or visual status control. LEDs can be programmed and controlled by control system</li></ul>
Desks & Workstations | Middle Atlantic | MD-KB | PULLOUT KEYBOARD TRAY | 332 | 298.8 | [8 empty] | 656747009785 | Y | 16.6 |  |  | https://assetserver.net/_assets/_prop65/shortform cancerandreprod_midat.jpg | US-United States | AV Furniture | Desks & Workstations |  |  | 0 | Product Material: Steel | Limited Warranty: 3 Year |  |  |  | 27.000 x 20.500 x 3.000 | Designed for under-desk use, the MD-KB computer keyboard tray is equipped with a padded wrist support. The unit's built-in mouse tray can be pulled out to either the left or right side and retracts out-of-the-way when not in use. All mounting hardware included.
Desks & Workstations | Middle Atlantic | MDV-CK | CASTER KIT-FITS MDV-R12 RACKS | 214 | 192.6 | [8 empty] | 656747034619 | Y | 8.5 |  |  | https://assetserver.net/_assets/_prop65/shortform cancerandreprod_midat.jpg | US-United States | AV Furniture | Desks & Workstations |  |  | 0 | Application/Usage: Rack | Compatibility: Middle Atlantic - MDV-R12 Rack | Limited Warranty: 7 Year |  |  | 14.000 x 23.000 x 7.000 | Caster kit includes 4 wheels, 2 metal caster saddles, and mounting hardware. Fits MDV-R12 racks, adds 1/2-inch to overall height.
Desks & Workstations | Middle Atlantic | MDV-OB4 | MDV SYS. 4SP OB FITS MDV-R12 | 387 | 348.3 | [8 empty] | 656747034626 | Y | 13.72 |  |  | https://assetserver.net/_assets/_prop65/shortform cancerandreprod_midat.jpg | US-United States | AV Furniture | Desks & Workstations |  |  | 0 | [5 empty] | 16.000 x 29.000 x 2.000 | <p>Provides an additional 4 rackspaces on top of MDV-R12 side rack</p><ul><li>Overbridge mounts on top of MDV-R12 side rack</li><li>Provides an additional 4 rackspaces</li></ul>
Desks & Workstations | Middle Atlantic | MDV-W | MDV SYSTEM WEDGE | 790 | 711 | [8 empty] | 656747034602 | Y | 15.54 | https://assetserver.net/_assets/middle atlantic/1000/mdvw.jpg |  | https://assetserver.net/_assets/_prop65/shortform cancerandreprod_midat.jpg | US-United States | AV Furniture | Desks & Workstations |  |  | 0 | 35 degree wedge connects any MDV Series components |  |  |  |  | 22.000 x 32.000 x 2.000
Desks & Workstations | Middle Atlantic | TBL-ANG-3P-CH-WB | Forum 3 Person Angle Table, 38" Counter Height, Dark Finish | 3583 | 3224.7 | [8 empty] | 656747394812 | Y | 180 | https://assetserver.net/_assets/middle atlantic/1000/tblang3pchwb.jpg | https://assetserver.net/_assets/middle atlantic/pdf/tblang3pchwb-spec.pdf | https://assetserver.net/_assets/_prop65/prop65 label.jpg | US-United States | AV Furniture | Desks & Workstations |  |  | 0 | Table Top Length: 59" | Table Top Width: 53.60" | Table Top Shape: Rectangle | Base Included: Yes | Application/Usage: Meeting | 72.000 x 67.500 x 14.000 | The Forum™ Angle shaped table allows for everyone’s face to be seen by the remote participants and still easily interact in-person for meeting equity. Supports 3 people. 38" sitting height table.
Desks & Workstations | Middle Atlantic | TBL-ANG-3P-CH-WW | Forum 3 Person Angle Table, 38" Counter Height, Light Finish | 3583 | 3224.7 | [8 empty] | 656747394799 | Y | 180 | https://assetserver.net/_assets/middle atlantic/1000/tblang3pchww.jpg | https://assetserver.net/_assets/middle atlantic/pdf/tblang3pchww-spec.pdf | https://assetserver.net/_assets/_prop65/prop65 label.jpg | US-United States | AV Furniture | Desks & Workstations |  |  | 0 | Table Top Length: 59" | Table Top Width: 53.60" | Table Top Shape: Rectangle | Base Included: Yes | Application/Usage: Meeting | 72.000 x 67.500 x 14.000 | The Forum™ Angle shaped table allows for everyone’s face to be seen by the remote participants and still easily interact in-person for meeting equity. Supports 3 people. 38" sitting height table.
Desks & Workstations | Middle Atlantic | TBL-ANG-3P-SH-WB | Forum 3 Person Angle Table, 30" Seated Height, Dark Finish | 3583 | 3224.7 | [8 empty] | 656747394805 | Y | 180 | https://assetserver.net/_assets/middle atlantic/1000/tblang3pshwb.jpg | https://assetserver.net/_assets/middle atlantic/pdf/tblang3pshwb-spec.pdf | https://assetserver.net/_assets/_prop65/prop65 label.jpg | US-United States | AV Furniture | Desks & Workstations |  |  | 0 | Table Top Length: 59" | Table Top Width: 53.60" | Table Top Shape: Rectangle | Base Included: Yes | Application/Usage: Meeting | 72.000 x 67.500 x 14.000 | The Forum™ Angle shaped table allows for everyone’s face to be seen by the remote participants and still easily interact in-person for meeting equity. Supports 3 people. 30" sitting height table.
Desks & Workstations | Middle Atlantic | TBL-ANG-3P-SH-WW | Forum 3 Person Angle Table, 30" Seated Height, Light Finish | 3583 | 3224.7 | [8 empty] | 656747394782 | Y | 180 | https://assetserver.net/_assets/middle atlantic/1000/tblang3pshww.jpg | https://assetserver.net/_assets/middle atlantic/pdf/tblang3pshww-spec.pdf | https://assetserver.net/_assets/_prop65/prop65 label.jpg | US-United States | AV Furniture | Desks & Workstations |  |  | 0 | Table Top Length: 59" | Table Top Width: 53.60" | Table Top Shape: Rectangle | Base Included: Yes | Application/Usage: Meeting | 72.000 x 67.500 x 14.000 | The Forum™ Angle shaped table allows for everyone’s face to be seen by the remote participants and still easily interact in-person for meeting equity. Supports 3 people. 30" sitting height table.
Desks & Workstations | Middle Atlantic | TBL-ANG-5P-CH-WB | Forum 5 Person Angle Table, 38" Counter Height, Dark Finish | 4179 | 3761.1 | [8 empty] | 656747394898 | Y | 210 | https://assetserver.net/_assets/middle atlantic/1000/tblang5pchwb.jpg | https://assetserver.net/_assets/middle atlantic/pdf/tblang5pchwb-spec.pdf | https://assetserver.net/_assets/_prop65/prop65 label.jpg | US-United States | AV Furniture | Desks & Workstations |  |  | 0 | Table Top Length: 90" | Table Top Width: 53.75" | Table Top Shape: Rectangle | Base Included: Yes | Application/Usage: Meeting | 72.000 x 67.500 x 14.000 | The Forum™ Angle shaped table allows for everyone’s face to be seen by the remote participants and still easily interact in-person for meeting equity. Supports 5 people. 38" sitting height table.
Desks & Workstations | Middle Atlantic | TBL-ANG-5P-CH-WW | Forum 5 Person Angle Table, 38" Counter Height, Light Finish | 4179 | 3761.1 | [8 empty] | 656747394836 | Y | 210 | https://assetserver.net/_assets/middle atlantic/1000/tblang5pchww.jpg | https://assetserver.net/_assets/middle atlantic/pdf/tblang5pchww-spec.pdf | https://assetserver.net/_assets/_prop65/prop65 label.jpg | US-United States | AV Furniture | Desks & Workstations |  |  | 0 | Table Top Length: 90" | Table Top Width: 53.75" | Table Top Shape: Rectangle | Base Included: Yes | Application/Usage: Meeting | 72.000 x 67.500 x 14.000 | The Forum™ Angle shaped table allows for everyone’s face to be seen by the remote participants and still easily interact in-person for meeting equity. Supports 5 people. 38" sitting height table.
Desks & Workstations | Middle Atlantic | TBL-ANG-5P-SH-WB | Forum 5 Person Angle Table, 30" Seated Height, Dark Finish | 4179 | 3761.1 | [8 empty] | 656747394881 | Y | 210 | https://assetserver.net/_assets/middle atlantic/1000/tblang5pshwb.jpg | https://assetserver.net/_assets/middle atlantic/pdf/tblang5pshwb-spec.pdf | https://assetserver.net/_assets/_prop65/prop65 label.jpg | US-United States | AV Furniture | Desks & Workstations |  |  | 0 | Table Top Length: 90" | Table Top Width: 53.75" | Table Top Shape: Rectangle | Base Included: Yes | Application/Usage: Meeting | 72.000 x 67.500 x 14.000 | The Forum™ Angle shaped table allows for everyone’s face to be seen by the remote participants and still easily interact in-person for meeting equity. Supports 5 people. 30" sitting height table.
Desks & Workstations | Middle Atlantic | TBL-ANG-5P-SH-WW | Forum 5 Person Angle Table, 30" Seated Height, Light Finish | 4179 | 3761.1 | [8 empty] | 656747394829 | Y | 210 |  | https://assetserver.net/_assets/middle atlantic/pdf/tblang5pshww-spec.pdf | https://assetserver.net/_assets/_prop65/prop65 label.jpg | US-United States | AV Furniture | Desks & Workstations |  |  | 0 | Table Top Length: 90" | Table Top Width: 53.75" | Table Top Shape: Rectangle | Base Included: Yes | Application/Usage: Meeting | 72.000 x 67.500 x 14.000 | The Forum™ Angle shaped table allows for everyone’s face to be seen by the remote participants and still easily interact in-person for meeting equity. Supports 5 people. 30" sitting height table.
Desks & Workstations | Middle Atlantic | TBL-ARC-3P-CH-WB | Forum 3 Person Arc Table, 38" Counter Height, Dark Finish | 3583 | 3224.7 | [8 empty] | 656747394775 | Y | 185 | https://assetserver.net/_assets/middle atlantic/1000/tblarc3pchwb.jpg | https://assetserver.net/_assets/middle atlantic/pdf/tblarc3pchwb-spec.pdf | https://assetserver.net/_assets/_prop65/prop65 label.jpg | US-United States | AV Furniture | Desks & Workstations |  |  | 0 | Table Top Width: 87.34" | Table Top Depth: 33.40" | Table Top Shape: Rectangle | Base Included: Yes | Application/Usage: Meeting | 96.000 x 38.000 x 14.000 | The Forum™ Arc shaped table allows for all in-person participants to directly face the remote participants during videoconferencing calls. Supports 3 people. 38" counter height table. Easily connect multiple Arc tables together for larger groups.
Desks & Workstations | Middle Atlantic | TBL-ARC-3P-CH-WW | Forum 3 Person Arc Table, 38" Counter Height, Light Finish | 3583 | 3224.7 | [8 empty] | 656747394751 | Y | 185 | https://assetserver.net/_assets/middle atlantic/1000/tblarc3pchww.jpg | https://assetserver.net/_assets/middle atlantic/pdf/tblarc3pchww-spec.pdf | https://assetserver.net/_assets/_prop65/prop65 label.jpg | US-United States | AV Furniture | Desks & Workstations |  |  | 0 | Table Top Width: 87.34" | Table Top Depth: 33.40" | Table Top Shape: Rectangle | Base Included: Yes | Application/Usage: Meeting | 96.000 x 38.000 x 14.000 | The Forum™ Arc shaped table allows for all in-person participants to directly face the remote participants during videoconferencing calls. Supports 3 people. 38" counter height table. Easily connect multiple Arc tables together for larger groups.
Desks & Workstations | Middle Atlantic | TBL-ARC-3P-SH-WB | Forum 3 Person Arc Table, 30" Seated Height, Dark Finish | 3583 | 3224.7 | [8 empty] | 656747394768 | Y | 185 | https://assetserver.net/_assets/middle atlantic/1000/tblarc3pshwb.jpg | https://assetserver.net/_assets/middle atlantic/pdf/tblarc3pshwb-spec.pdf | https://assetserver.net/_assets/_prop65/prop65 label.jpg | US-United States | AV Furniture | Desks & Workstations |  |  | 0 | Table Top Width: 87.34" | Table Top Depth: 33.40" | Table Top Shape: Rectangle | Base Included: Yes | Application/Usage: Meeting | 96.000 x 38.000 x 14.000 | The Forum™ Arc shaped table allows for all in-person participants to directly face the remote participants during videoconferencing calls. Supports 3 people. 30" sitting height table. Easily connect multiple Arc tables together for larger groups.
Desks & Workstations | Middle Atlantic | TBL-ARC-3P-SH-WW | Forum 3 Person Arc Table, 30" Seated Height, Light Finish | 3583 | 3224.7 | [8 empty] | 656747394744 | Y | 185 | https://assetserver.net/_assets/middle atlantic/1000/tblarc3pshww.jpg | https://assetserver.net/_assets/middle atlantic/pdf/tblarc3pshww-spec.pdf | https://assetserver.net/_assets/_prop65/prop65 label.jpg | US-United States | AV Furniture | Desks & Workstations |  |  | 0 | Table Top Width: 87.34" | Table Top Depth: 33.40" | Table Top Shape: Rectangle | Base Included: Yes | Application/Usage: Meeting | 96.000 x 38.000 x 14.000 | The Forum™ Arc shaped table allows for all in-person participants to directly face the remote participants during videoconferencing calls. Supports 3 people. 30" sitting height table. Easily connect multiple Arc tables together for larger groups.
Desks & Workstations | Middle Atlantic | VC-7219-WS18 | VC 72W/19D BAY 18WS | 10366 | 9329.4 | [8 empty] | 656747121050 | N | 444.7 |  |  | https://assetserver.net/_assets/_prop65/prop65 label.jpg | US-United States | AV Furniture | Desks & Workstations |  |  | 0 | [5 empty] | 77.000 x 23.000 x 32.000
Accessories | Middle Atlantic | 5-18 | SLIM-5 KNOCK DOWN 18SP | 692 | 622.8 | [9 empty] | Y | 1 |  |  |  | US-United States | AV Furniture | Accessories |  |  | 0 | [5 empty] | 2.000 x 1.000 x 2.000
Accessories | Middle Atlantic | 5-34-26 | Slim-5 Knock Down 34 Strip 26D | 880 | 792 | [9 empty] | Y | 1 |  |  | https://assetserver.net/_assets/_prop65/ca prop 65 short form label.jpg | US-United States of America | AV Furniture | Accessories |  |  | 0 | Rack Type: Open Frame | Features: Lightweight | Color Family: Black | Product Color: Black | Maximum Weight Capacity: 400 lb
Accessories | Middle Atlantic | 9200-005395 | C5 120" EXTRUSION DUAL DISPLAY KIT | [11 empty] | Y | 1 |  |  |  | US-United States of America | AV Furniture | Accessories |  |  | 0
Accessories | Middle Atlantic | A24-32CS | BOXED DWR-24-32 CENTER | [11 empty] | Y | 1 |  |  |  | US-United States of America | AV Furniture | Accessories |  |  | 0
Accessories | Middle Atlantic | A46-28CS | BOXED,SR-46-28 CENTER | [11 empty] | Y | 1 |  |  | https://assetserver.net/_assets/_prop65/ca prop 65 short form label.jpg | US-United States | AV Furniture | Accessories |  |  | 0 | [5 empty] | 2.000 x 1.000 x 2.000
Accessories | Middle Atlantic | ACC-HANDLE1-MAT | ACCY HANDLE,1 BAY,MODERN,ALUMINUM | 119 | 107.1 | [8 empty] | 656747242205 | Y | 0.26 |  |  | https://assetserver.net/_assets/_prop65/shortform cancerandreprod_midat.jpg | US-United States | AV Furniture | Accessories |  |  | 0 | Product Color: Modern Aluminum | Compatibility: <p>Legrand AV C5 Series Credenza</p> |  |  |  | 8.000 x 6.000 x 6.000
Accessories | Middle Atlantic | ACC-HANDLE1-MAV | ACCY HANDLE,1 BAY,MODERN,ALUMINUM | 119 | 107.1 | [8 empty] | 656747222412 | Y | 1 |  |  | https://assetserver.net/_assets/_prop65/shortform cancerandreprod_midat.jpg | US-United States | AV Furniture | Accessories |  |  | 0 | Sleek aluminum handle to compliment Sota and Moderno style furniture | Designed specifically for veneer wood kits |  |  |  | 13.000 x 1.000 x 1.000
Accessories | Middle Atlantic | ACC-KNOB1-CBT | ACCY KNOB,1 BAY,CLASSIC BRONZE FINISH | 85 | 76.5 | [8 empty] | 656747242199 | Y | 0.3 |  |  | https://assetserver.net/_assets/_prop65/shortform cancerandreprod_midat.jpg | US-United States | AV Furniture | Accessories |  |  | 0 | Product Color: Classic Bronze | Product Material: Thermolaminate | Compatibility: <p>Middle Atlantic C5 Series Credenza<b> </b></p> | Environmentally Friendly: Yes | Environmental Certification: GREENGUARD | 2.000 x 1.000 x 2.000
Accessories | Middle Atlantic | ACC-KNOB1-CBV | ACCY KNOB,1 BAY,CLASSIC BRONZE FINISH | 85 | 76.5 | [8 empty] | 656747222351 | Y | 0.3 |  |  | https://assetserver.net/_assets/_prop65/shortform cancerandreprod_midat.jpg | US-United States | AV Furniture | Accessories |  |  | 0 | Classic bronze knob to compliment Klasik style furniture | Designed specifically for veneer wood kits |  |  |  | 2.000 x 1.000 x 2.000
Accessories | Middle Atlantic | ACC-KNOB1-CNT | ACCY KNOB,1 BAY,CLASSIC NICKEL FINISH | 85 | 76.5 | [8 empty] | 656747242182 | Y | 0.3 |  |  | https://assetserver.net/_assets/_prop65/shortform cancerandreprod_midat.jpg | SK-Slovakia | AV Furniture | Accessories |  |  | 0 | Product Color: Nickel | Product Material: Thermolaminate | Compatibility: <p>Legrand AV C5 Series Credenza</p> |  |  | 2.000 x 1.000 x 2.000
Accessories | Middle Atlantic | ACC-KNOB1-CNV | ACCY KNOB,1 BAY,CLASSIC NICKEL FINISH | 85 | 76.5 | [8 empty] | 656747222290 | Y | 0.3 |  |  | https://assetserver.net/_assets/_prop65/shortform cancerandreprod_midat.jpg | US-United States | AV Furniture | Accessories |  |  | 0 | Classic nickel knob to compliment Klasik style furniture | Designed specifically for veneer wood kits |  |  |  | 2.000 x 1.000 x 2.000
Accessories | Middle Atlantic | ACC-LOCK1-BKT | ACCY LOCK,1 BAY,BLACK | 71 | 63.9 | [8 empty] | 656747242212 | Y | 0.3 |  |  | https://assetserver.net/_assets/_prop65/shortform cancerandreprod_midat.jpg | US-United States | AV Furniture | Accessories |  |  | 0 | Product Color: Black | Product Material: Thermolaminate | Compatibility: <p>Legrand AV C5 Series Credenza</p> | Environmental Certification: GREENGUARD | Environmental Certification: GREENGUARD | 2.000 x 1.000 x 2.000 | The Middle Atlantic ACC-LOCK1-BKT is an essential accessory designed to keep your valuable equipment and connections secure within furniture setups. With its sturdy lock mechanism, this accessory provides peace of mind by preventing unauthorized access and tampering. Finished in sleek black, it not only ensures security but also adds a touch of sophistication to your furniture ensemble. Specifically crafted for compatibility with thermolaminate wood kits, the ACC-LOCK1-BKT seamlessly integrates into your existing furniture setups without compromising aesthetics or functionality. Whether you're safeguarding sensitive equipment or maintaining the integrity of your connections, this lock is the ideal solution for ensuring the security and reliability of your setup. Upgrade your furniture with the Middle Atlantic ACC-LOCK1-BKT to enjoy enhanced protection and peace of mind.
Accessories | Middle Atlantic | ACC-LOCK1-BKV | ACCY LOCK,1 BAY,BLACK | 71 | 63.9 | [8 empty] | 656747222474 | Y | 0.3 |  |  | https://assetserver.net/_assets/_prop65/shortform cancerandreprod_midat.jpg | US-United States | AV Furniture | Accessories |  |  | 0 | Product Color: Black | Product Material: Veneer | Compatibility: Middle Atlantic C5 Series AV Credenza Rack |  |  | 1.000 x 1.000 x 1.000 | <p>Lock, 1B, Black</p> <ul> <li>Keep equipment &amp; connections secure within furniture</li> <li>Black finish</li> <li>Designed specifically for veneer wood kits</li> </ul>
Accessories | Middle Atlantic | ACC-LOCK1-CBH | ACCY LOCK,1 BAY,CLASSIC BRONZE | 71 | 63.9 | [8 empty] | 656747234132 | Y | 0.3 |  |  | https://assetserver.net/_assets/_prop65/shortform cancerandreprod_midat.jpg | US-United States | AV Furniture | Accessories |  |  | 0 | Keep equipment & connections secure within furniture | Bronze finish | Designed specifically for high pressure laminate (HPL) wood kits |  |  | 2.000 x 1.000 x 2.000
Accessories | Middle Atlantic | ACC-LOCK1-CBT | ACCY LOCK,1 BAY,CLASSIC BRONZE | 71 | 63.9 | [8 empty] | 656747242250 | Y | 0.3 |  |  | https://assetserver.net/_assets/_prop65/shortform cancerandreprod_midat.jpg | US-United States | AV Furniture | Accessories |  |  | 0 | Product Color: Classic Bronze | Product Material: Thermolaminate | Compatibility: <p>Middle Atlantic C5 Series Credenza<b> </b></p> | Environmentally Friendly: Yes | Environmental Certification: GREENGUARD | 2.000 x 1.000 x 2.000 | The ACC-LOCK1-CBT is a lock designed to keep equipment and connections secure within furniture. It is a 1B lock with a classic bronze finish, which gives it an attractive look that complements most furniture designs. The ACC-LOCK1-CBT is designed specifically for use with thermolaminate wood kits, making it an ideal choice for anyone who needs to secure their equipment and connections within a Middle Atlantic furniture system. The lock is easy to install and use, and it provides an additional layer of security to prevent unauthorized access to your equipment.
Accessories | Middle Atlantic | ACC-LOCK1-CBV | ACCY LOCK,1 BAY,CLASSIC BRONZE | 71 | 63.9 | [8 empty] | 656747234125 | Y | 0.3 |  |  | https://assetserver.net/_assets/_prop65/shortform cancerandreprod_midat.jpg | US-United States | AV Furniture | Accessories |  |  | 0 | Product Color: Classic Bronze | Product Material: Veneer | Compatibility: Middle Atlantic C5 Series AV Credenza Rack |  |  | 1.000 x 1.000 x 1.000 | <p>Lock, 1B, Classic Bronze</p> <ul> <li>Keep equipment &amp; connections secure within furniture</li> <li>Bronze finish</li> <li>Designed specifically for veneer wood kits</li> </ul>
Accessories | Middle Atlantic | ACC-LOCK1-MAT | ACCY LOCK,1 BAY,MODERN ALUMINUM | 71 | 63.9 | [8 empty] | 656747242243 | Y | 0.3 |  |  | https://assetserver.net/_assets/_prop65/shortform cancerandreprod_midat.jpg | US-United States | AV Furniture | Accessories |  |  | 0 | Product Color: Aluminum | Product Material: Thermolaminate | Compatibility: <p>Middle Atlantic C5 Series Credenza<b> </b></p> | Environmentally Friendly: Yes | Environmental Certification: GREENGUARD | 2.000 x 1.000 x 2.000
Accessories | Middle Atlantic | ACC-LOCK1-MAV | ACCY LOCK,1 BAY,MODERN ALUMINUM | 71 | 63.9 | [8 empty] | 656747234095 | Y | 0.3 |  |  | https://assetserver.net/_assets/_prop65/shortform cancerandreprod_midat.jpg | US-United States | AV Furniture | Accessories |  |  | 0 | Product Color: Aluminum | Product Material: Veneer | Compatibility: Middle Atlantic C5 Series AV Credenza Rack |  |  | 1.000 x 1.000 x 1.000 | <p>Lock, 1B, Modern Aluminum</p> <ul> <li>Keep equipment &amp; connections secure within furniture</li> <li>Aluminum finish</li> <li>Designed specifically for veneer wood kits</li> </ul>
Accessories | Middle Atlantic | ACC-LOCK1-SNH | ACCY LOCK,1 BAY,SATIN NICKEL | 71 | 63.9 | [8 empty] | 656747222566 | Y | 0.3 |  |  | https://assetserver.net/_assets/_prop65/shortform cancerandreprod_midat.jpg | US-United States | AV Furniture | Accessories |  |  | 0 | Product Color: Nickel | Product Material: High Pressure Laminate (HPL) | Compatibility: Middle Atlantic C5 Series AV Credenza Rack |  |  | 1.000 x 1.000 x 1.000 | <p>Lock, 1B, Satin Nickel</p> <ul> <li>Keep equipment &amp; connections secure within furniture</li> <li>Satin Nickel finish</li> <li>Designed specifically for high pressure laminate (HPL) wood kits</li> </ul>
Accessories | Middle Atlantic | ACC-LOCK1-SNT | ACCY LOCK,1 BAY,SATIN NICKEL | 71 | 63.9 | [8 empty] | 656747242229 | Y | 0.3 |  |  | https://assetserver.net/_assets/_prop65/shortform cancerandreprod_midat.jpg | US-United States | AV Furniture | Accessories |  |  | 0 | Product Color: Satin Nickel | Product Material: Thermolaminate | Compatibility: <p>Legrand AV C5 Series Credenza</p> | Environmentally Friendly: Yes | Environmental Certification: GREENGUARD | 2.000 x 1.000 x 2.000
Accessories | Middle Atlantic | ACC-LOCK1-SNV | ACCY LOCK,1 BAY,SATIN NICKEL | 71 | 63.9 | [8 empty] | 656747222535 | Y | 0.3 |  |  | https://assetserver.net/_assets/_prop65/shortform cancerandreprod_midat.jpg | US-United States | AV Furniture | Accessories |  |  | 0 | Product Color: Nickel | Product Material: Veneer | Compatibility: Middle Atlantic C5 Series AV Credenza Rack |  |  | 1.000 x 1.000 x 1.000 | <p>Lock, 1B, Satin Nickel</p> <ul> <li>Keep equipment &amp; connections secure within furniture</li> <li>Satin Nickel finish</li> <li>Designed specifically for veneer wood kits</li> </ul>
Accessories | Middle Atlantic | ACC-LOCK1-WHH | ACCY LOCK,1 BAY,WHITE | 71 | 63.9 | [8 empty] | 656747222627 | Y | 0.3 |  |  | https://assetserver.net/_assets/_prop65/shortform cancerandreprod_midat.jpg | US-United States | AV Furniture | Accessories |  |  | 0 | Product Color: White | Product Material: High Pressure Laminate (HPL) | Compatibility: Middle Atlantic C5 Series AV Credenza Rack |  |  | 1.000 x 1.000 x 1.000 | <p>Lock, 1B, White</p> <ul> <li>Keep equipment &amp; connections secure within furniture</li> <li>White finish</li> <li>Designed specifically for high pressure laminate (HPL) wood kits</li> </ul>
Accessories | Middle Atlantic | ACC-LOCK1-WHT | ACCY LOCK,1 BAY,WHITE | 71 | 63.9 | [8 empty] | 656747242236 | Y | 0.3 |  |  | https://assetserver.net/_assets/_prop65/shortform cancerandreprod_midat.jpg | US-United States | AV Furniture | Accessories |  |  | 0 | Product Color: White | Product Material: Thermolaminate | Compatibility: <p>Middle Atlantic C5 Series Credenza<b> </b></p> | Environmentally Friendly: Yes | Environmental Certification: GREENGUARD | 2.000 x 1.000 x 2.000
Accessories | Middle Atlantic | ACC-LOCK1-WHV | ACCY LOCK,1 BAY,WHITE | 71 | 63.9 | [8 empty] | 656747222597 | Y | 0.3 |  |  | https://assetserver.net/_assets/_prop65/shortform cancerandreprod_midat.jpg | US-United States | AV Furniture | Accessories |  |  | 0 | Keep equipment & connections secure within furniture | White finish | Designed specifically for veneer wood kits |  |  | 1.000 x 1.000 x 1.000
Accessories | Middle Atlantic | C3-24-LD1U | MIDDLE ATLANTIC 24" Single Display Mount System | 1533 | 1379.7 | [8 empty] | 0656747389825 | Y | 0 | https://assetserver.net/_assets/middle atlantic/1000/c324ld1u.jpg | https://assetserver.net/_assets/middle atlantic/pdf/c324ld1u-spec.pdf |  | US-United States of America | AV Furniture | Accessories |  |  | 0 | Compatible with the 24" High 1, 2, 3 & 4 Bay C3 Credenza frames and woodkits | Telescoping uprights for display mount height adjustment | 6” of post installation fine tune adjustment for perfect display placement | Attaches to the wall using minimal hardware with the weight supported by the C3 Credenza and the stabilizing feet | Supports dual displays with a 300lbs weight capacity |  | Middle Atlantic C3 Display mounts convert your C3 Credenzas into full AV systems. We have partnered with Chief to create an industry leading display mount designed with height adjustment, cable management and minimal hardware for a quick and easy install.
Accessories | Middle Atlantic | C3-FANKIT | C3,FANKIT,69CFM | 175 | 157.5 | [8 empty] | 656747365942 | Y | 1 | https://assetserver.net/_assets/middle atlantic/1000/c3fankit.jpg | https://assetserver.net/_assets/middle atlantic/pdf/c3fankit-spec.pdf | https://assetserver.net/_assets/_prop65/ca prop 65 short form label.jpg | US | AV Furniture | Accessories |  |  | 0 | [5 empty] | 2.000 x 1.000 x 2.000
Accessories | Middle Atlantic | C5-2731-62-UPKIT | C5,62 INCH UPRIGHT KIT,FITS 27-31D | [11 empty] | Y | 1 |  |  |  | US-United States of America | AV Furniture | Accessories |  |  | 0
Accessories | Middle Atlantic | C5-2731-LD2-75 | Middle Atlantic C5 Credenza with Dual Large Display Mount, | 2120.75 | 1908.68 | [8 empty] | 567473959490 | Y | 83.6 |  | https://assetserver.net/_assets/middle atlantic/pdf/c52731ld275-spec.pdf | https://assetserver.net/_assets/_prop65/ca prop 65 short form label.jpg | US | AV Furniture | Accessories |  |  | 0 | This display mount is designed specifically for the 27" and 31" deep 2 and 3 bay C5 Credenzas | This Display mount attaches directly to the C5 frame eliminating the need for wall or floor attachment points | Supports dual displays from 50" to 65" | Utilizing the Chief Fusion extrusion, this display mount is compatible with applicable Fusion® series accessories including Camera Shelves supporting Vaddio® cameras | Maximum weight capacity is up to 300lbs (150lbs per display) for a 3 bay C5 and 250lbs (125lbs per display) for a 2 bay C5 | 2.000 x 1.000 x 2.000 | The NEW! Middle Atlantic C5 Dual Display Mounts convert your C5 Credenzas into full video conferencing systems. We have partnered with Chief to create an industry leading display mount designed with height adjustment and cable management for a quick and easy install.
Accessories | Middle Atlantic | C5-2731-XLD1-62 | C5,XL SINGLE DSPLY,FITS 27-31D,C5,62HT | 1619.47 | 1457.52 | [8 empty] | 0656747395956 | Y | 52.56 |  |  | https://assetserver.net/_assets/_prop65/ca prop 65 short form label.jpg | US-United States | AV Furniture | Accessories |  |  | 0 | Device Supported: Display | Device Supported: Camera Shelf | Number of Displays Supported: 1 | Maximum Load Capacity: 150 lb | Minimum Screen Size Supported: 42" | 47.000 x 2.000 x 3.000
Accessories | Middle Atlantic | C5-2731-XLD2-75 | C5,XL DUAL DSPLY,FITS 27-31D,C5,75HT | 2233.05 | 2009.75 | [8 empty] | 0656747395987 | Y | 94.53 | https://assetserver.net/_assets/middle atlantic/1000/c52731xld275.jpg | https://assetserver.net/_assets/middle atlantic/pdf/c52731xld275-spec.pdf |  | US | AV Furniture | Accessories |  |  | 0 | This display mount is designed specifically for the 27" and 31" deep 3 bay C5 Credenzas | This Display mount attaches directly to the C5 frame eliminating the need for wall or floor attachment points | Supports dual displays from 66" to 90" | Utilizing the Chief Fusion extrusion, this display mount is compatible with applicable Fusion® series accessories including Camera Shelves supporting Vaddio® cameras | Maximum weight capacity is up to 300lbs (150lbs per display) for a 3 bay C5 | 77.000 x 36.000 x 7.000 | The new Middle Atlantic C5 Dual Display Mounts convert your C5 Credenzas into full video conferencing systems. We have partnered with Chief to create an industry leading display mount designed with height adjustment and cable management for a quick and easy install.
Accessories | Middle Atlantic | C5-3BAY-BLWRKIT | C53 BAYBLOWERKIT | 389 | 350.1 | [8 empty] | 656747387630 | Y | 5.75 |  |  | https://assetserver.net/_assets/_prop65/ca prop 65 short form label.jpg | US-United States | AV Furniture | Accessories |  |  | 0 | [5 empty] | 77.000 x 36.000 x 7.000
Accessories | Middle Atlantic | C5-ARB | RACKRAIL BRACKET EXTENDER FOR C5 | 100 | 90 | [8 empty] | 656747178481 | Y | 4 |  |  | https://assetserver.net/_assets/_prop65/shortform cancerandreprod_midat.jpg | US-United States | AV Furniture | Accessories |  |  | 0 | Device Supported: Rack | Features: Adjustable | Compatibility: C5 Series A/V Credenza Rack | Environmentally Friendly: Yes | Environmental Certification: RoHS | 23.000 x 3.500 x 9.000
Accessories | Middle Atlantic | C5-ARB27 | 27 DEEP,C5 ADJUSTABLE RAIL BRACKET | 119 | 107.1 | [8 empty] | 656747234484 | Y | 5.4 |  | https://assetserver.net/_assets/middle atlantic/pdf/c5arb27-spec.pdf | https://assetserver.net/_assets/_prop65/shortform cancerandreprod_midat.jpg | US-United States | AV Furniture | Accessories |  |  | 0 | C5 Series accessory allows the rackrail to be adjustable 3-19" | One set per bay | Designed to fit 27" deep C5 Series Frames |  |  | 23.000 x 3.500 x 2.500 | The Middle Atlantic C5-ARB27 is a versatile accessory designed for the C5 Series frames. This adjustable rackrail kit allows for flexible positioning, offering adjustability from 3 inches to 19 inches, making it ideal for customizing the rack setup. With one set provided per bay, the C5-ARB27 is designed to fit 27-inch deep C5 Series frames, ensuring compatibility and ease of use for various installations. Perfect for enhancing the adaptability of your C5 Series enclosures, this accessory provides a tailored solution for mounting equipment efficiently.
Accessories | Middle Atlantic | C5-ARB31 | 31 DEEP,C5 ADJUSTABLE RAIL BRACKET | 129 | 116.1 | [8 empty] | 656747234491 | Y | 5.35 |  | https://assetserver.net/_assets/middle atlantic/pdf/c5arb31-spec.pdf | https://assetserver.net/_assets/_prop65/shortform cancerandreprod_midat.jpg | US-United States | AV Furniture | Accessories |  |  | 0 | C5 Series accessory allows the rackrail to be adjustable 3-19" | One set per bay | Designed to fit 31" deep C5 Series Frames |  |  | 29.000 x 3.500 x 2.500
Accessories | Middle Atlantic | C5-CG | C5 CREDENZA CABLE GROMMET, QTY 1 | 30 | 27 | [8 empty] | 656747178498 | Y | 0.1 |  |  | https://assetserver.net/_assets/_prop65/shortform cancerandreprod_midat.jpg | US-United States | AV Furniture | Accessories |  |  | 0 | Cable Manager Type: Grommet | Compatibility: <p>C5 Series A/V Credenza Rack</p> |  |  |  | 3.000 x 3.000 x 1.750 | <p>C5 Cable Grommet for the credenza top. Allows cables to safely run from inside of the credenza to the outside for equipment connections while keeping dust and debris out of the equipment. Must be selected at time of order for proper holes to be cut during manufacturing.</p>
Accessories | Middle Atlantic | C5-CG-H | C5 CREDENZA CABLE GROMMET,QTY 1 | 30 | 27 | [8 empty] | 656747236686 | Y | 0.1 |  |  | https://assetserver.net/_assets/_prop65/shortform cancerandreprod_midat.jpg | US-United States | AV Furniture | Accessories |  |  | 0 | Cable grommet for furniture | Protect cables & connections from harsh corners and dust | Black finish | Designed specifically for high pressure laminate (HPL) wood kits |  | 0.001 x 0.001 x 0.001 | <p>C5 Cable Grommet for HPL Wood Kits</p>
Accessories | Middle Atlantic | C5-CG-V | C5 CREDENZA CABLE GROMMET,QTY 1 | 30 | 27 | [8 empty] | 656747236679 | Y | 0.1 |  |  | https://assetserver.net/_assets/_prop65/shortform cancerandreprod_midat.jpg | US-United States | AV Furniture | Accessories |  |  | 0 | Cable grommet for furniture | Protect cables & connections from harsh corners and dust | Black finish | Designed specifically for veneer wood kits |  | 3.000 x 3.000 x 1.750
Accessories | Middle Atlantic | C5CMM-88 | C5 CAM MNT,BTW DUAL MON,8X8"CAMERAS,BK | 239 | 215.1 | [8 empty] | 656747193514 | Y | 4.52 |  |  | https://assetserver.net/_assets/_prop65/shortform cancerandreprod_midat.jpg | US-United States | AV Furniture | Accessories |  |  | 0 | Device Supported: Camera | Compatibility: <p>Middle Atlantic C5 Series Crendenza Racks<b> <br /></b></p> |  |  |  | 22.300 x 9.500 x 4.500
Accessories | Middle Atlantic | C5CMTB-88 | C5 CAM MNT,SINGLE TOP/BTM,8X8"CAMERAS,BK | 268 | 241.2 | [8 empty] | 656747193538 | Y | 6.9 |  |  | https://assetserver.net/_assets/_prop65/shortform cancerandreprod_midat.jpg | US-United States | AV Furniture | Accessories |  |  | 0 | Device Supported: Camera | Compatibility: Middle Atlantic C5 Series A/V Credenza Rack |  |  |  | 25.800 x 10.500 x 10.500 | Top/bottom camera mount-can be mounted in any location horizontal,<br />above or below monitor,with the exception of where monitor mount brackets and posts are located.<br /><br />Monitor mount bracket locations are based upon location of the vesa<br />mounting holes on each specific monitor
Accessories | Middle Atlantic | C5D-SRSR12 | 12SP(21")ROTATE SLIDE RAIL SYS FOR C5-D,125LB | 1121 | 1008.9 | [8 empty] | 656747196065 | Y | 59.7 |  |  | https://assetserver.net/_assets/_prop65/shortform cancerandreprod_midat.jpg | US-United States | AV Furniture | Accessories |  |  | 0 | Removable rack frame allows in-shop integration and on-site installation of equipment | Locks in the extended position for simplified equipment integration | Rotating equipment bay locks in place at 0o, 60o, and 90o for easy installation and servicing | Self-centering mounting base makes it simple to align system within cabinet opening | Rear cable support works in conjunction with rear rackrail for effective cable management | 24.500 x 21.000 x 13.000
Accessories | Middle Atlantic | C5-EXT-3 | C5 3 DEEP,1 BAY REAR DOOR EXTENSION KIT | 264 | 237.6 | [8 empty] | 656747233876 | Y | 9 |  |  | https://assetserver.net/_assets/_prop65/shortform cancerandreprod_midat.jpg | US-United States | AV Furniture | Accessories |  |  | 0 | Add 2.84" in usable depth to any C5 Series Credenza | Cable grommet at both the top and bottom for cable entry and exit |  |  |  | 29.000 x 23.000 x 5.000
Accessories | Middle Atlantic | C5-FF27-2 | 27 INCH DEEP,2 BAY,FURNITURE FRAME | 2680 | 2412 | 1 |  |  | 1 |  |  |  |  | 656747219931 | N | 154 | https://assetserver.net/_assets/middle atlantic/1000/c5ff272.jpg |  | https://assetserver.net/_assets/_prop65/shortform cancerandreprod_midat.jpg | US | AV Furniture | Accessories |  |  | 0 | Product Material: Steel | Width: 43.4" | Depth: 24.3" | Rack Height: 28U | Rack Width: 19" | 33.000 x 46.000 x 38.000 | C5-FF27-2. Middle Atlantic Products is expanding its C5 Series Credenza offering to address the latest trends in commercial interior design. The credenza system built around the rack you trust is now available in several styles with a wide variety of furniture finish options. The Frame to Furniture&trade; approach protects technology while offering flexibility in design. It incorporates an interior frame system to maintain equipment and is enveloped in a designer-configured wood finish to appeal to any aesthetic taste.
Accessories | Middle Atlantic | C5-FF27-3 | 27 INCH DEEP,3 BAY,FURNITURE FRAME | 3364 | 3027.6 | [8 empty] | 656747219948 | N | 317 | https://assetserver.net/_assets/middle atlantic/1000/c5ff273.jpg |  | https://assetserver.net/_assets/_prop65/shortform cancerandreprod_midat.jpg | US | AV Furniture | Accessories |  |  | 0 | Product Material: Steel | Width: 65.8" | Depth: 24.3" | Rack Height: 42U | Rack Width: 19" | 32.000 x 76.000 x 39.000 | C5-FF27-3. Middle Atlantic Products is expanding its C5 Series Credenza offering to address the latest trends in commercial interior design. The credenza system built around the rack you trust is now available in several styles with a wide variety of furniture finish options. The Frame to Furniture&trade; approach protects technology while offering flexibility in design. It incorporates an interior frame system to maintain equipment and is enveloped in a designer-configured wood finish to appeal to any aesthetic taste.
Accessories | Middle Atlantic | C5-FF31-1 | 31 INCH DEEP,1 BAY,FURNITURE FRAME | 2313 | 2081.7 | [8 empty] | 656747219955 | Y | 86 | https://assetserver.net/_assets/middle atlantic/1000/c5ff311.jpg |  | https://assetserver.net/_assets/_prop65/shortform cancerandreprod_midat.jpg | US | AV Furniture | Accessories |  |  | 0 | Product Color: Black | Product Material: Steel | Maximum Weight Capacity: 800 lb | Height: 31.3" | Width: 21.1" | 30.000 x 32.000 x 38.000 | <p>This steel frame is designed specifically to house and protect technology. From here, design the wood kit for this frame using our Configurator.</p> <ul> <li>Up to 14RU of equipment mounting</li> <li>Integrated, thermostatically controlled blower moves up to 50CFM at only 33db</li> <li>Optional Wood Kit transforms this frame into furniture - Available in 3 unique styles and over 65 colors</li> <li>A selection of vent colors to match your finish</li> <li>Select accents and accessories to create a custom design without the custom wait.</li> <li>Dimensions of the C5 Series frame: 31.28" H x 28.13" D x 21.05" W</li> <li>Dimensions of the C5 Series frame with a Sota wood kit: 32.28" H x 30.4" D x 22.8" W</li> <li>Dimensions of the C5 Series frame with a Moderno wood kit: 32.28" H x 31.1" D x 24.9" W</li> <li>Dimensions of the C5 Series frame with a Klasik wood kit: 32.28" H x 31.1" D x 23.6" W</li> <li>Vent selection required with purchase</li> </ul>
Accessories | Middle Atlantic | C5-FF31-1-21297 | CUSTOM-FURNITURE | [11 empty] | Y | 1 |  |  |  | US-United States of America | AV Furniture | Accessories |  |  | 0
Accessories | Middle Atlantic | C5-FF31-2 | 31 INCH DEEP,2 BAY,FURNITURE FRAME | 2884 | 2595.6 | [8 empty] | 656747219962 | N | 154 | https://assetserver.net/_assets/middle atlantic/1000/c5ff312.jpg |  | https://assetserver.net/_assets/_prop65/shortform cancerandreprod_midat.jpg | US | AV Furniture | Accessories |  |  | 0 | Rack Type: Open Frame | Features: Casters | Features: Cooling Fan | Product Material: Steel | Width: 43.4" | 33.000 x 46.000 x 38.000
Accessories | Middle Atlantic | C5-FF31-3 | 31 INCH DEEP,3 BAY,FURNITURE FRAME | 3594 | 3234.6 | [8 empty] | 656747219979 | Y | 317 | https://assetserver.net/_assets/middle atlantic/1000/c5ff313.jpg |  | https://assetserver.net/_assets/_prop65/shortform cancerandreprod_midat.jpg | US-United States | AV Furniture | Accessories |  |  | 0 | Rack Type: Open Frame | Features: Casters | Features: Cooling Fan | Product Material: Steel | Width: 65.8" | 32.000 x 76.000 x 39.000
Accessories | Middle Atlantic | C5K2A1SSHA3ZP001 | C5 WOOD,ASIAN N,2BAY,27D,32H,SOT,SD,HPL,M4-LH | 2544 | 2289.6 | [8 empty] | 656747280498 | Y | 203 |  |  | https://assetserver.net/_assets/_prop65/shortform cancerandreprod_midat.jpg | US-United States | AV Furniture | Accessories |  |  | 0 | Style: Contemporary | Product Color: Asian Night | Product Material: High Pressure Laminate (HPL) | Height: 32.3" | Width: 45.3" | 64.000 x 40.250 x 6.500
Accessories | Middle Atlantic | C5K2A1SSHD8ZP001 | C5K,2X27X32,SOTA,H,ZP,D8 | 2544 | 2289.6 | [9 empty] | Y | 0 |  | https://assetserver.net/_assets/middle atlantic/pdf/c5k2a1sshd8zp001-spec.pdf |  | US-United States of America | AV Furniture | Accessories |  |  | 0 | Up to 42RU of equipment mounting | Integrated, thermostatically controlled blower(s) moves up to 50CFM per bay at only 32db | Select accents and accessories to create a custom design without the custom wait | Choose from our three unique wood kit styles with a wide variety of finishes in multiple materials, or purchase the Frame + Woodworker's Kit to create your own wood kit |  |  | The C5 Series Credenza offering addresses the latest trends in commercial interior design. Perfect for conference rooms, huddle spaces & classrooms the C5 is available pre-configured or design your own. Depths range from the shallow 22”, the standard 27" or the deep 31” each available in 1, 2, or 3 bays. The C5 series also includes integrated power, cable and thermal management for an all in one solution.
Accessories | Middle Atlantic | C5K3A1MSHA517716C5KH-VAR | c5, 3bay, 27"d, Moderno, HPL Black | [11 empty] | Y | 200 |  |  |  | US-United States of America | AV Furniture | Accessories |  |  | 0
Accessories | Middle Atlantic | C5K3A1SSHA3ZP001 | C5 WOOD,ASIAN N,3BAY,27D,32H,SOT,SD,HPL,M4-LH | 3232 | 2908.8 | [8 empty] | 656747280504 | Y | 194 |  |  | https://assetserver.net/_assets/_prop65/shortform cancerandreprod_midat.jpg | US-United States | AV Furniture | Accessories |  |  | 0 | [5 empty] | 77.000 x 36.000 x 7.000
Accessories | Middle Atlantic | C5K3A1SSHD8ZP001 | C5K,3X27X32,SOTA,H,ZP,D8 | 3232 | 2908.8 | [9 empty] | Y | 0 | https://assetserver.net/_assets/middle atlantic/1000/c5k3a1sshd8zp001.jpg | https://assetserver.net/_assets/middle atlantic/pdf/c5k3a1sshd8zp001-spec.pdf |  | US-United States of America | AV Furniture | Accessories |  |  | 0 | Frame to Furniture design complements an integrator’s installation workflow and creates an environment for an optimized AV system | Fully assembled frames ship separately from furniture-grade woodkit | Integrated, thermostatically controlled cooling quietly protects electronics from over-heating | Unique design allows woodkit panels to be replaced quickly and easily |  |  | The C5 Series Credenza offering addresses the latest trends in commercial interior design. Perfect for conference rooms, huddle spaces & classrooms the C5 is available pre-configured or design your own. Depths range from the shallow 22”, the standard 27" or the deep 31” each available in 1, 2, or 3 bays. The C5 series also includes integrated power, cable and thermal management for an all in one solution.
Accessories | Middle Atlantic | C5-KEY | (2)C415A KEYS,C5/L5 | 16 | 14.4 | [8 empty] | 656747136764 | Y | 0.04 |  |  | https://assetserver.net/_assets/_prop65/shortform cancerandreprod_midat.jpg | US-United States | AV Furniture | Accessories |  |  | 0 | Compatibility: <p>Middle Atlantic Front Doors of the C5 Series Credenza Racks</p> |  |  |  |  | 2.000 x 1.000 x 0.500
Accessories | Middle Atlantic | C5-KEY2 | (2)100T KEYS,C5 FRONT DOOR | 18 | 16.2 | [8 empty] | 656747234507 | Y | 1 |  |  | https://assetserver.net/_assets/_prop65/shortform cancerandreprod_midat.jpg | US-United States | AV Furniture | Accessories |  |  | 0 | Weight (Approximate): 0.64 oz | Compatibility: <p><b> </b>Middle Atlantic C5 Series Credenza Rack</p> | Environmentally Friendly: Yes | Environmental Certification: GREENGUARD | Environmental Certification: GREENGUARD | 2.000 x 1.000 x 0.250
Accessories | Middle Atlantic | C5MM1-4255D | MONITOR MOUNT FOR C5,FITS DUAL 42" TO 55" | 1730 | 1557 | [8 empty] | 656747193354 | Y | 100 |  |  | https://assetserver.net/_assets/_prop65/shortform cancerandreprod_midat.jpg | US-United States | AV Furniture | Accessories |  |  | 0 | Device Supported: Monitor | Number of Displays Supported: 2 | Maximum Screen Size Supported: 55" | Product Color: Black Powder Coat | Compatibility: Middle Atlantic C5 Series Credenzas | 76.000 x 10.100 x 3.100 | Now you can easily mount large format monitors directly to C5 Series credenzas. Eliminates wall mounting and cable routing issues with built-in cable pathways.<br /> <ul> <li>Accommodates most screens from 42" to 65" (dual) or 70" (single). Larger sizes available custom</li> <li>Monitor height is adjustable and easy to level using the provided markings</li> <li>Optional camera mounts are ideal for videoconferencing systems. Cameras can be mounted above or below single monitors, or between dual monitors. Mounts are fully adjustable - choose from a large or small platform to match your camera unit size</li> <li>Includes cable clips for neat cable management into the credenza racks below</li> <li>Durable black powder coat finish</li> </ul>
Accessories | Middle Atlantic | C5MM1-80S-327BK | 42-80 SINGLE 27 DEEP 3 BAY BLACK | 1418 | 1276.2 | [8 empty] | 656747238895 | Y | 70 | https://assetserver.net/_assets/middle atlantic/1000/c5mm180s327bk.jpg |  | https://assetserver.net/_assets/_prop65/shortform cancerandreprod_midat.jpg | US-United States | AV Furniture | Accessories |  |  | 0 | Device Supported: Monitor | Number of Displays Supported: 1 | Maximum Load Capacity: 225 lb | Minimum Screen Size Supported: 42" | Maximum Screen Size Supported: 80" | 41.000 x 12.000 x 12.000
Accessories | Middle Atlantic | C5-SH-SYS27 | 27D,C5 SHELF SYSTEM INSERT | 698 | 628.2 | [8 empty] | 656747234385 | Y | 42.5 |  |  | https://assetserver.net/_assets/_prop65/shortform cancerandreprod_midat.jpg | US-United States | AV Furniture | Accessories |  |  | 0 | Product Color: Black | Depth: 27" | Environmentally Friendly: Yes | Environmental Certification: GREENGUARD |  | 39.000 x 28.000 x 3.500 | <p>27D, C5 Shelf System Insert</p> <ul> <li>C5 Series accessory converts one bay into 2 convenient shelves</li> <li>Black finish</li> <li>Designed to fit 27 deep C5 Series Frames</li> </ul>
Accessories | Middle Atlantic | C5-WB | C5 SLIDING WASTE BSKT SYS,INCL 2 RECPT W/LIDS | 459 | 413.1 | [8 empty] | 656747178801 | Y | 15.53 |  |  | https://assetserver.net/_assets/_prop65/shortform cancerandreprod_midat.jpg | US-United States | AV Furniture | Accessories |  |  | 0 | C5 Series accessory converts one bay into convenient waste/recycling bins | Two plastic bins are supported in a pull-out frame | Bins are color coded blue and tan for recycling ease | 22 liter bin capacity each |  | 14.000 x 21.000 x 14.000 | <p>Two bins on slide-out frame are ideal for recycling and waste</p>
Accessories | Middle Atlantic | CHAIR-ADV1-B | CHAIR,ADVANTAGE1,BLK | 1530 | 1377 | [8 empty] | 656747129728 | Y | 53.5 |  |  | https://assetserver.net/_assets/_prop65/shortform cancerandreprod_midat.jpg | US-United States | AV Furniture | Accessories |  |  | 0 | Chair/Seat Type: Task Chair | Adjustable Back: Yes | Adjustable Arm: Yes | Maximum Load Capacity: 300 lb | Seat Style: Waterfall | 37.000 x 24.000 x 28.000 | <p>Wide frame provides larger seat and more space between armrests, accommodates sidearms and radios, and provides all day comfort. Economical, thin profile solution for all day use.</p> <ul> <li>Cushions: Upholstered and cushioned seat; waterfall front edge helps reduce stress to legs.</li> <li>Armrest: Armrests with soft pads can be adjusted into a number of positions, from width to height; can be lowered to seat level, allowing extra space for holster users.</li> <li>Backrest: Mesh back for ergonomic support and body heat dissipation; Adjustable backrest angle, tension, and lumbar support.</li> <li>Recommended Use: Single shift use</li> </ul>
Accessories | Middle Atlantic | CHAIR-CF1-B | CHAIR,CONTOURFREEDOM1 BLK | 3194 | 2874.6 | [8 empty] | 656747121500 | Y | 56.5 |  |  | https://assetserver.net/_assets/_prop65/shortform cancerandreprod_midat.jpg | US-United States | AV Furniture | Accessories |  |  | 0 | Chair/Seat Type: Executive Chair | Adjustable Seat: Yes | Adjustable Back: Yes | Maximum Load Capacity: 300 lb | Minimum Seat Height: 16" | 27.000 x 27.000 x 35.000 | Ergonomically designed to promote user attention and reduce operator fatigue.
Accessories | Middle Atlantic | CHAIR-TSK1-B | CHAIR,TSK1,BLK | 1152 | 1036.8 | [8 empty] | 656747129735 | Y | 46.5 |  |  | https://assetserver.net/_assets/_prop65/shortform cancerandreprod_midat.jpg | US-United States | AV Furniture | Accessories |  |  | 0 | Chair/Seat Type: Task Chair | Adjustable Seat: Yes | Maximum Load Capacity: 300 lb | Seat Color: Black | Seat Style: Waterfall | 27.000 x 27.000 x 15.000 | Economical, thin profile solution for all day use.
Accessories | Middle Atlantic | CM-L | CABLE MGT KIT FOR 84 EDIT DSK | 220 | 198 | [8 empty] | 656747031380 | Y | 5.4 | https://assetserver.net/_assets/middle atlantic/1000/cml.jpg |  | https://assetserver.net/_assets/_prop65/shortform cancerandreprod_midat.jpg | US-United States | AV Furniture | Accessories |  |  | 0 | [5 empty] | 30.000 x 5.000 x 3.000 | <p>Includes 8 steel cable managers and 20' of spiral cord wrap</p><p>Kit supports larger desk systems</p><ul><li>Includes 20 feet of spiral plastic wrap to bundle and protect cables</li><li>Includes 8 steel cable managers with tie points to secure cabling</li></ul><p><br /></p>
Accessories | Middle Atlantic | CM-S | CABLE MGT KIT FOR 60 EDIT DSK | 184 | 165.6 | [8 empty] | 656747031397 | Y | 3.6 | https://assetserver.net/_assets/middle atlantic/1000/cms.jpg |  | https://assetserver.net/_assets/_prop65/shortform cancerandreprod_midat.jpg | US-United States | AV Furniture | Accessories |  |  | 0 | [5 empty] | 30.000 x 5.000 x 3.000 | The Middle Atlantic CM-S kit is an excellent solution for managing cables in larger desk systems. The cable management kit includes 20 feet of spiral plastic wrap, which helps bundle and protect cables, ensuring that they are organized and secure. Additionally, the kit includes 8 steel cable managers with tie points that allow for the easy and secure routing of cabling. These cable managers come in handy when trying to organize and manage cables on a larger desk system, as they provide a neat and tidy appearance while also ensuring that cables are protected from damage.
Accessories | Middle Atlantic | CT-2731-62-UPKIT | C5,62 INCH UPRIGHT KIT,FITS 27-31D | [11 empty] | Y | 1 |  |  |  | US-United States of America | AV Furniture | Accessories |  |  | 0
Accessories | Middle Atlantic | CWR-SD-26 | 26RU,SOLID FRONT DOOR,CWR | 427.96 | [10 empty] | Y | 1 |  |  |  | US-United States of America | AV Furniture | Accessories |  |  | 0
Accessories | Middle Atlantic | D-PT15 | 15"DESK PENCIL TRAY | 173 | 155.7 | [8 empty] | 656747058974 | Y | 4.3 | https://assetserver.net/_assets/middle atlantic/1000/dpt15.jpg |  | https://assetserver.net/_assets/_prop65/shortform cancerandreprod_midat.jpg | US-United States | AV Furniture | Accessories |  |  | 0 | Width: 15" | Country of Origin: United States |  |  |  | 22.000 x 4.000 x 4.000
Accessories | Middle Atlantic | E12DK | 2 DOOR KIT FOR EDIT CENTER RKS | 1542 | 1387.8 | [8 empty] | 656747031052 | Y | 25 | https://assetserver.net/_assets/middle atlantic/1000/e12dk.jpg |  | https://assetserver.net/_assets/_prop65/shortform cancerandreprod_midat.jpg | US-United States | AV Furniture | Accessories |  |  | 0 | Product Color: Black | Product Color: Smoke | Product Color: Transparent | Product Material: Steel | Compatible Rack Height: 12U | 27.000 x 23.000 x 7.000 | The Edit Center Door Kit provides two extra doors to cover front and rear openings of the 12 rackspace side bay racks. Smoked plexi design matches rack finish and complements existing doors that ship with some models.
Accessories | Middle Atlantic | FMP-09-A-00213 | FMP-09-A-00213,CRESTRON-TSW-77 | [11 empty] | Y | 1 |  |  |  | US-United States of America | AV Furniture | Accessories |  |  | 0
Accessories | Middle Atlantic | FMP-20-A-00211 | FMP-20-A-00211,CRESTRON-TSW-77 | [11 empty] | Y | 1 |  |  |  | US-United States of America | AV Furniture | Accessories |  |  | 0
Accessories | Middle Atlantic | FMP-22-A-00212 | FMP-22-A-00212,CRESTRON-FT2-20 | [11 empty] | Y | 1 |  |  |  | US-United States of America | AV Furniture | Accessories |  |  | 0
Accessories | Middle Atlantic | FMR-1227A3GC | FM,RACK,12RU,27D,A3,GR,CG,SOLID DOOR | 3540 | 3186 | [8 empty] | 656747405464 | N | 152.5 | https://assetserver.net/_assets/middle atlantic/1000/fmr1227a3gc.jpg |  |  | US-United States of America | AV Furniture | Accessories |  |  | 0 | 12RU and 27" Deep | Wilsonart Asian Night, graphite powder coat, charcoal gray PET felt | Forward Compatible with innovative Forward Rackrail (front and rear) included. Use with tool-free accessories like blank panels, vent panels, lacer bars and more. | Lever Lock Compatible with included Lever Lock Vertical Plate | Includes brackets to easily attach to the left or right side of a Forum Lectern. The brackets have a cable management channel to route cables between the Lectern leg and Side Rack. |  | The Forum Collaboration Suite Side Rack is designed to connect to the Forum Lectern to provide additional worksurface space and equipment mounting. With its cohesive design aesthetics, it can also be used as a standalone rack in spaces with the Forum Lectern or Forum Display Stands and Tables.
Accessories | Middle Atlantic | FMT-13A3G | FORUM,TURRET,13W,A3,GRAPHITE | 537 | 483.3 | [8 empty] | 656747404368 | Y | 13 |  |  |  | US-United States of America | AV Furniture | Accessories | GRAPHITE |  | 0 | Color Family: Gray | Product Color: Graphite
Accessories | Middle Atlantic | FMT-24A3G | FORUM,TURRET,24W,A3,GRAPHITE | 752 | 676.8 | [8 empty] | 656747404405 | Y | 20 |  |  |  | US-United States of America | AV Furniture | Accessories | GRAPHITE |  | 0
Accessories | Middle Atlantic | FWD-LACE-UMV-10-12 | FWD,UNIV LACE,10-12U,1PC | 72 | 64.8 | [8 empty] | 0656747389757 | Y | 1 |  |  |  | US-United States of America | AV Furniture | Accessories |  |  | 0 | [6 empty] | Take charge of your cable management with our Forward UMV Cable Management. Installs in seconds by simply dropping into the slots located front to back on the BGR Lever Lock rackrail brackets. It's punched with the patented Universal Hole Pattern for speedy cable lacing with our Forward C-Rings and Tie Saddles. Drop-in installation into Lever Lock compatible rackrail brackets. Punched with our patented Universal Hole Pattern. Accepts Forward C-Rings (FWD-C-RING) for vertical cabling. Accepts Forward D-Rings (FWD-D-RING) for horizontal cabling. Accepts Forward Tie Saddles (FWD-TSW-15) for vertical or horizontal cabling with hook and loop/cable ties. Mounting flexibility front to back along multiple rackrail bracket styles. Durable flanged steel construction. Includes all hardware needed for any Middle Atlantic Products rackrail bracket style.
Accessories | Middle Atlantic | FWD-LACE-WB3-45-32 | Forward 3 Inch Wide Wire Grid Lace, Fits 44 RU To 45 RU | 150 | [10 empty] | Y | 1 |  |  |  | US-United States of America | AV Furniture | Accessories |  |  | 0 | [6 empty] | <p>Take charge of your cable management with our Forward 3" Wire Grid Lace Cable Management. Installs in seconds by simply dropping into the slots located front to back on the Lever Lock&#8482; rackrail brackets found on the BGR, DWR and SR Series racks. The wire grid pattern allows for vertical and horizontal cable routing on a single lace bar.</p><ul><li>Fits in compatible racks with 44RU - 45RU heights</li><li>Drop-in installation into Lever Lock&#8482; compatible rackrail brackets</li><li>Mounting flexibility front to back along multiple rackrail bracket styles</li><li>Includes all hardware needed for any Middle Atlantic Products rackrail bracket style</li></ul>
Accessories | Middle Atlantic | MFR-1227E0 | 12SP27D MOBILE F RACK E0 | 1373 | 1235.7 | [8 empty] | 0656747407994 | N | 86 |  |  |  | US-United States of America | AV Furniture | Accessories |  |  | 0
Accessories | Middle Atlantic | MW-CLVRD-40 | LG PERF SPLIT REARDR,40SP | 880 | 792 | [8 empty] | 656747098734 | Y | 0 | https://assetserver.net/_assets/middle atlantic/1000/mwclvrd40.jpg |  |  | US-United States of America | AV Furniture | Accessories |  |  | 0 | [6 empty] | Steel construction, black finish, 79% open area
Accessories | Middle Atlantic | RSHA-JOSH-CORE1 | 1RU SHELF,SINGLE JOSH CORE,BBA | 284 | 255.6 | [8 empty] | 0656747392719 | N | 5.4 | https://assetserver.net/_assets/middle atlantic/1000/rshajoshcore1.jpg |  |  | US | AV Furniture | Accessories |  |  | 0 | Shelf face is specifically designed for (1) Josh.ai Core | Unique ‘face-after’ design allows for easy installation and switch out of components | Precision cut opening provides a clean, professional look, keeps components secure and enables optimal thermal management for system reliability | Patented Tool-free shelf assembly in seconds | Add components and manage cables effectively using the patented universal mounting pattern | 1.000 x 1.000 x 1.000 | If you are installing a Josh.ai Voice Controlled Home Automation system in an enclosure with the Core, you need the new purpose-built RSH shelf. The RSHA-JOSH-CORE1 shelf was designed in partnership with Josh.ai to provide you with the ultimate mounting solution for the Core. This RSH shelf has our patented unique “face-after” design, meaning you can assemble tool-free, install the Josh.ai Core and pop on the faceplate after its rack mounted.
Accessories | Middle Atlantic | T5-DCFANKIT-1 | DC FANKIT,(2)80MM FANS,50CFM,THERM CONTROL | 225 | 202.5 | [8 empty] | 656747318221 | Y | 4 |  |  | https://assetserver.net/_assets/_prop65/shortform cancerandreprod_midat.jpg | US-United States | AV Furniture | Accessories |  |  | 0 | Number of Fans: 2 | Maximum Airflow: 374 gal/min | Noise Levels (A-Weighted): 24 dB(A) | Product Material: Steel | Maximum Fan Diameter: 3.15" | 6.000 x 6.000 x 6.000 | <p>T5 tables are built for effective passive thermal management. Add an optional DC fan if cooling is required.</p>
Accessories | Middle Atlantic | T5KDD1BOV01ZP001 | T5 CONF TABLE,KLASIK,8',VENEER,PRM EDGE,01,ZP | 19362 | 17425.8 | [8 empty] | 656747318054 | Y | 371.11 | https://assetserver.net/_assets/middle atlantic/1000/t5kdd1bov01zp001.jpg | https://assetserver.net/_assets/middle atlantic/pdf/t5kdd1bov01zp001-spec.pdf | https://assetserver.net/_assets/_prop65/shortform cancerandreprod_midat.jpg | US-United States | AV Furniture | Accessories |  |  | 0 | Table Top Width: 96" | Table Top Depth: 48" | Table Top Shape: Boat | Base Included: Yes | Base Style: Pedestal | 96.000 x 48.000 x 24.750 | T5 Series Conference Tables are the industry's only conference table designed to properly support AV technology for ultimate system reliability. Featuring attractive styles and finishes reflective of commercial interior design trends, the T5 Series offers discreet storage and care for AV gear within a beautiful furniture solution. Engineered with unmatched innovation and mounting flexibility, this pre-configured all-in-one furniture system includes power distribution, table boxes with connectivity and cable management.
Accessories | Middle Atlantic | T5KDD1BOV04ZP001 | T5 CONF TABLE,KLASIK,8',VENEER,PRM EDGE,04,ZP | 19362 | 17425.8 | [8 empty] | 656747317989 | Y | 381.29 | https://assetserver.net/_assets/middle atlantic/1000/t5kdd1bov04zp001.jpg | https://assetserver.net/_assets/middle atlantic/pdf/t5kdd1bov04zp001-spec.pdf | https://assetserver.net/_assets/_prop65/shortform cancerandreprod_midat.jpg | US-United States | AV Furniture | Accessories |  |  | 0 | Table Top Width: 96" | Table Top Depth: 48" | Table Top Shape: Boat | Base Included: Yes | Base Style: Pedestal | 96.000 x 54.000 x 24.750 | T5 Series Conference Tables are the industry's only conference table designed to properly support AV technology for ultimate system reliability. Featuring attractive styles and finishes reflective of commercial interior design trends, the T5 Series offers discreet storage and care for AV gear within a beautiful furniture solution. Engineered with unmatched innovation and mounting flexibility, this pre-configured all-in-one furniture system includes power distribution, table boxes with connectivity and cable management.
Accessories | Middle Atlantic | T5KDD1BOV07ZP001 | T5 CONF TABLE,KLASIK,8',VENEER,PRM EDGE,07,ZP | 19362 | 17425.8 | [8 empty] | 656747318115 | Y | 381.29 | https://assetserver.net/_assets/middle atlantic/1000/t5kdd1bov07zp001.jpg | https://assetserver.net/_assets/middle atlantic/pdf/t5kdd1bov07zp001-spec.pdf | https://assetserver.net/_assets/_prop65/shortform cancerandreprod_midat.jpg | US-United States | AV Furniture | Accessories |  |  | 0 | Table Top Width: 96" | Table Top Depth: 48" | Table Top Shape: Boat | Base Included: Yes | Base Style: Pedestal | 96.000 x 54.000 x 24.750 | T5 Series Conference Tables are the industry's only conference table designed to properly support AV technology for ultimate system reliability. Featuring attractive styles and finishes reflective of commercial interior design trends, the T5 Series offers discreet storage and care for AV gear within a beautiful furniture solution. Engineered with unmatched innovation and mounting flexibility, this pre-configured all-in-one furniture system includes power distribution, table boxes with connectivity and cable management.
Accessories | Middle Atlantic | T5-KEELKIT-16 | T5 KEEL,FITS 16FT CONFERENCE TABLE | 2188 | 1969.2 | [8 empty] | 656747320798 | Y | 34.5 |  |  | https://assetserver.net/_assets/_prop65/shortform cancerandreprod_midat.jpg | US-United States | AV Furniture | Accessories |  |  | 0 | Compatibility: <p>Middle Atlantic T5 Conference Table</p> |  |  |  |  | 63.000 x 10.000 x 6.600
Accessories | Middle Atlantic | T5KFD1BOV01ZP001 | T5 CONF TABLE,KLASIK,12',VENEER,PRM EDGE,01,ZP | 24400 | 21960 | [8 empty] | 656747318061 | Y | 495.24 | https://assetserver.net/_assets/middle atlantic/1000/t5kfd1bov01zp001.jpg | https://assetserver.net/_assets/middle atlantic/pdf/t5kfd1bov01zp001-spec.pdf | https://assetserver.net/_assets/_prop65/shortform cancerandreprod_midat.jpg | US-United States | AV Furniture | Accessories |  |  | 0 | Table Top Width: 12 ft | Table Top Depth: 48" | Table Top Shape: Boat | Base Included: Yes | Base Style: Pedestal | 144.000 x 54.000 x 26.500 | T5 Series Conference Tables are the industry's only conference table designed to properly support AV technology for ultimate system reliability. Featuring attractive styles and finishes reflective of commercial interior design trends, the T5 Series offers discreet storage and care for AV gear within a beautiful furniture solution. Engineered with unmatched innovation and mounting flexibility, this pre-configured all-in-one furniture system includes power distribution, table boxes with connectivity and cable management.
Accessories | Middle Atlantic | T5KFD1BOV07ZP001 | T5 CONF TABLE,KLASIK,12',VENEER,PRM EDGE,07,ZP | 26459 | 23813.1 | [8 empty] | 656747318122 | Y | 495.24 | https://assetserver.net/_assets/middle atlantic/1000/t5kfd1bov07zp001.jpg | https://assetserver.net/_assets/middle atlantic/pdf/t5kfd1bov07zp001-spec.pdf | https://assetserver.net/_assets/_prop65/shortform cancerandreprod_midat.jpg | US-United States | AV Furniture | Accessories |  |  | 0 | Table Top Width: 12 ft | Table Top Depth: 48" | Table Top Shape: Boat | Base Included: Yes | Base Style: Pedestal | 144.000 x 54.000 x 26.500 | T5 Series Conference Tables are the industry's only conference table designed to properly support AV technology for ultimate system reliability. Featuring attractive styles and finishes reflective of commercial interior design trends, the T5 Series offers discreet storage and care for AV gear within a beautiful furniture solution. Engineered with unmatched innovation and mounting flexibility, this pre-configured all-in-one furniture system includes power distribution, table boxes with connectivity and cable management.
Accessories | Middle Atlantic | T5KHD1BOV01ZP001 | T5 CONF TABLE,KLASIK,16',VENEER,PRM EDGE,01,ZP | 31808 | 28627.2 | [8 empty] | 656747318078 | Y | 617.68 | https://assetserver.net/_assets/middle atlantic/1000/t5khd1bov01zp001.jpg | https://assetserver.net/_assets/middle atlantic/pdf/t5khd1bov01zp001-spec.pdf | https://assetserver.net/_assets/_prop65/shortform cancerandreprod_midat.jpg | US-United States | AV Furniture | Accessories |  |  | 0 | Table Top Width: 16 ft | Table Top Depth: 48" | Table Top Shape: Boat | Base Included: Yes | Base Style: Pedestal | 192.000 x 54.000 x 26.500 | T5 Series Conference Tables are the industry's only conference table designed to properly support AV technology for ultimate system reliability. Featuring attractive styles and finishes reflective of commercial interior design trends, the T5 Series offers discreet storage and care for AV gear within a beautiful furniture solution. Engineered with unmatched innovation and mounting flexibility, this pre-configured all-in-one furniture system includes power distribution, table boxes with connectivity and cable management.
Accessories | Middle Atlantic | T5KHD1BOV04ZP001 | T5 CONF TABLE,KLASIK,16',VENEER,PRM EDGE,04,ZP | 31809 | 28628.1 | [8 empty] | 656747318009 | Y | 617.68 | https://assetserver.net/_assets/middle atlantic/1000/t5khd1bov04zp001.jpg | https://assetserver.net/_assets/middle atlantic/pdf/t5khd1bov04zp001-spec.pdf | https://assetserver.net/_assets/_prop65/shortform cancerandreprod_midat.jpg | US-United States | AV Furniture | Accessories |  |  | 0 | Table Top Width: 16 ft | Table Top Depth: 48" | Table Top Shape: Boat | Base Included: Yes | Base Style: Pedestal | 192.000 x 54.000 x 26.500 | T5 Series Conference Tables are the industry's only conference table designed to properly support AV technology for ultimate system reliability. Featuring attractive styles and finishes reflective of commercial interior design trends, the T5 Series offers discreet storage and care for AV gear within a beautiful furniture solution. Engineered with unmatched innovation and mounting flexibility, this pre-configured all-in-one furniture system includes power distribution, table boxes with connectivity and cable management.
Accessories | Middle Atlantic | T5KHD1BOV07ZP001 | T5 CONF TABLE,KLASIK,16',VENEER,PRM EDGE,07,ZP | 31809 | 28628.1 | [8 empty] | 656747318139 | Y | 617.68 | https://assetserver.net/_assets/middle atlantic/1000/t5khd1bov07zp001.jpg | https://assetserver.net/_assets/middle atlantic/pdf/t5khd1bov07zp001-spec.pdf | https://assetserver.net/_assets/_prop65/shortform cancerandreprod_midat.jpg | US-United States | AV Furniture | Accessories |  |  | 0 | Table Top Width: 16 ft | Table Top Depth: 48" | Table Top Shape: Boat | Base Included: Yes | Base Style: Pedestal | 192.000 x 54.000 x 26.500 | T5 Series Conference Tables are the industry's only conference table designed to properly support AV technology for ultimate system reliability. Featuring attractive styles and finishes reflective of commercial interior design trends, the T5 Series offers discreet storage and care for AV gear within a beautiful furniture solution. Engineered with unmatched innovation and mounting flexibility, this pre-configured all-in-one furniture system includes power distribution, table boxes with connectivity and cable management.
Accessories | Middle Atlantic | T5-LLOCKBKT-KIT | T5 3 PC LEVERLOCK KIT WITH 2 RK ADAPTORS | 359 | 323.1 | [8 empty] | 656747318214 | Y | 4.5 |  |  | https://assetserver.net/_assets/_prop65/shortform cancerandreprod_midat.jpg | US-United States | AV Furniture | Accessories |  |  | 0 | Form Factor: Rack-mountable | Product Color: Black Powder Coat | Product Material: Steel | Rack Height: 3U | Weight (Approximate): 4 lb | 20.500 x 13.500 x 2.500 | <p>3 piece Lever Lock&trade; kit with 2 rack adapters for additional small device mounting capability.</p>
Accessories | Middle Atlantic | T5-RACK-KIT | T5 CONF TBL 3RU SWING OUT RACK AND LLOCK KIT | 557 | 501.3 | [8 empty] | 656747318146 | Y | 16 |  | https://assetserver.net/_assets/middle atlantic/pdf/t5rackkit-spec.pdf | https://assetserver.net/_assets/_prop65/shortform cancerandreprod_midat.jpg | US-United States | AV Furniture | Accessories |  |  | 0 | Product Color: Black | Product Material: Steel |  |  |  | 20.500 x 18.500 x 9.000 | <p><b>FEATURES &amp; BENEFITS</b></p> <p>Patent-pending swing out rack with up to 3RU, patented Lever Lock&trade; small device mounting and cable management.</p>
Accessories | Middle Atlantic | T5SDC1RSHA0ZP001 | T5 CONF TABLE,SOTA,8',HPL,SELF EDGE,A0,ZP | 11254 | 10128.6 | [8 empty] | 656747317859 | Y | 372 | https://assetserver.net/_assets/middle atlantic/1000/t5sdc1rsha0zp001.jpg | https://assetserver.net/_assets/middle atlantic/pdf/t5sdc1rsha0zp001-spec.pdf | https://assetserver.net/_assets/_prop65/shortform cancerandreprod_midat.jpg | US-United States | AV Furniture | Accessories |  |  | 0 | Table Top Width: 96" | Table Top Depth: 48" | Table Top Shape: Rectangle | Base Included: Yes | Base Style: Pedestal | 96.000 x 48.000 x 24.750 | T5 Series Conference Tables are the industry's only conference table designed to properly support AV technology for ultimate system reliability. Featuring attractive styles and finishes reflective of commercial interior design trends, the T5 Series offers discreet storage and care for AV gear within a beautiful furniture solution. Engineered with unmatched innovation and mounting flexibility, this pre-configured all-in-one furniture system includes power distribution, table boxes with connectivity and cable management.
Accessories | Middle Atlantic | T5SDC1RSHA3ZP001 | T5 CONF TABLE,SOTA,8',HPL,SELF EDGE,A3,ZP | 11254 | 10128.6 | [8 empty] | 656747317880 | Y | 371.12 | https://assetserver.net/_assets/middle atlantic/1000/t5sdc1rsha3zp001.jpg | https://assetserver.net/_assets/middle atlantic/pdf/t5sdc1rsha3zp001-spec.pdf | https://assetserver.net/_assets/_prop65/shortform cancerandreprod_midat.jpg | US-United States | AV Furniture | Accessories |  |  | 0 | Table Top Width: 96" | Table Top Depth: 48" | Table Top Shape: Rectangle | Base Included: Yes | Base Style: Pedestal | 96.000 x 48.000 x 24.750 | T5 Series Conference Tables are the industry's only conference table designed to properly support AV technology for ultimate system reliability. Featuring attractive styles and finishes reflective of commercial interior design trends, the T5 Series offers discreet storage and care for AV gear within a beautiful furniture solution. Engineered with unmatched innovation and mounting flexibility, this pre-configured all-in-one furniture system includes power distribution, table boxes with connectivity and cable management.
Accessories | Middle Atlantic | T5SDC1RSHB3ZP001 | T5 CONF TABLE,SOTA,8',HPL,SELF EDGE,B3,ZP | 11254 | 10128.6 | [8 empty] | 656747317927 | Y | 371.11 | https://assetserver.net/_assets/middle atlantic/1000/t5sdc1rshb3zp001.jpg | https://assetserver.net/_assets/middle atlantic/pdf/t5sdc1rshb3zp001-spec.pdf | https://assetserver.net/_assets/_prop65/shortform cancerandreprod_midat.jpg | US-United States | AV Furniture | Accessories |  |  | 0 | Table Top Width: 96" | Table Top Depth: 48" | Table Top Shape: Rectangle | Base Included: Yes | Base Style: Pedestal | 96.000 x 48.000 x 24.750 | T5 Series Conference Tables are the industry's only conference table designed to properly support AV technology for ultimate system reliability. Featuring attractive styles and finishes reflective of commercial interior design trends, the T5 Series offers discreet storage and care for AV gear within a beautiful furniture solution. Engineered with unmatched innovation and mounting flexibility, this pre-configured all-in-one furniture system includes power distribution, table boxes with connectivity and cable management.
Accessories | Middle Atlantic | T5SDC1RSV01ZP001 | T5 CONF TABLE,SOTA,8',VENEER,SELF EDGE,01,ZP | 16189 | 14570.1 | [8 empty] | 656747318016 | Y | 371.11 | https://assetserver.net/_assets/middle atlantic/1000/t5sdc1rsv01zp001.jpg | https://assetserver.net/_assets/middle atlantic/pdf/t5sdc1rsv01zp001-spec.pdf | https://assetserver.net/_assets/_prop65/shortform cancerandreprod_midat.jpg | US-United States | AV Furniture | Accessories |  |  | 0 | Table Top Width: 96" | Table Top Depth: 48" | Table Top Shape: Rectangle | Base Included: Yes | Base Style: Pedestal | 96.000 x 48.000 x 24.750 | T5 Series Conference Tables are the industry's only conference table designed to properly support AV technology for ultimate system reliability. Featuring attractive styles and finishes reflective of commercial interior design trends, the T5 Series offers discreet storage and care for AV gear within a beautiful furniture solution. Engineered with unmatched innovation and mounting flexibility, this pre-configured all-in-one furniture system includes power distribution, table boxes with connectivity and cable management.
Accessories | Middle Atlantic | T5SDC1RSV04ZP001 | T5 CONF TABLE,SOTA,8',VENEER,SELF EDGE,04,ZP | 16189 | 14570.1 | [8 empty] | 656747317958 | Y | 599.49 | https://assetserver.net/_assets/middle atlantic/1000/t5sdc1rsv04zp001.jpg | https://assetserver.net/_assets/middle atlantic/pdf/t5sdc1rsv04zp001-spec.pdf | https://assetserver.net/_assets/_prop65/shortform cancerandreprod_midat.jpg | US-United States | AV Furniture | Accessories |  |  | 0 | Table Top Width: 96" | Table Top Depth: 48" | Table Top Shape: Rectangle | Base Included: Yes | Base Style: Pedestal | 192.000 x 48.000 x 26.500 | T5 Series Conference Tables are the industry's only conference table designed to properly support AV technology for ultimate system reliability. Featuring attractive styles and finishes reflective of commercial interior design trends, the T5 Series offers discreet storage and care for AV gear within a beautiful furniture solution. Engineered with unmatched innovation and mounting flexibility, this pre-configured all-in-one furniture system includes power distribution, table boxes with connectivity and cable management.
Accessories | Middle Atlantic | T5SDC1RSV07ZP001 | T5 CONF TABLE,SOTA,8',VENEER,SELF EDGE,07,ZP | 16189 | 14570.1 | [8 empty] | 656747318085 | Y | 371.11 | https://assetserver.net/_assets/middle atlantic/1000/t5sdc1rsv07zp001.jpg | https://assetserver.net/_assets/middle atlantic/pdf/t5sdc1rsv07zp001-spec.pdf | https://assetserver.net/_assets/_prop65/shortform cancerandreprod_midat.jpg | US-United States | AV Furniture | Accessories |  |  | 0 | Table Top Width: 96" | Table Top Depth: 48" | Table Top Shape: Rectangle | Base Included: Yes | Base Style: Pedestal | 96.000 x 48.000 x 24.750 | T5 Series Conference Tables are the industry's only conference table designed to properly support AV technology for ultimate system reliability. Featuring attractive styles and finishes reflective of commercial interior design trends, the T5 Series offers discreet storage and care for AV gear within a beautiful furniture solution. Engineered with unmatched innovation and mounting flexibility, this pre-configured all-in-one furniture system includes power distribution, table boxes with connectivity and cable management.
Accessories | Middle Atlantic | T5SFC1RSHA0ZP001 | T5 CONF TABLE,SOTA,12',HPL,SELF EDGE,A0,ZP | 17828 | 16045.2 | [8 empty] | 656747317866 | Y | 484 | https://assetserver.net/_assets/middle atlantic/1000/t5sfc1rsha0zp001.jpg | https://assetserver.net/_assets/middle atlantic/pdf/t5sfc1rsha0zp001-spec.pdf | https://assetserver.net/_assets/_prop65/shortform cancerandreprod_midat.jpg | US-United States | AV Furniture | Accessories |  |  | 0 | Table Top Width: 12 ft | Table Top Depth: 48" | Table Top Shape: Rectangle | Base Included: Yes | Base Style: Pedestal | 144.000 x 48.000 x 26.500 | T5 Series Conference Tables are the industry's only conference table designed to properly support AV technology for ultimate system reliability. Featuring attractive styles and finishes reflective of commercial interior design trends, the T5 Series offers discreet storage and care for AV gear within a beautiful furniture solution. Engineered with unmatched innovation and mounting flexibility, this pre-configured all-in-one furniture system includes power distribution, table boxes with connectivity and cable management.
Accessories | Middle Atlantic | T5SFC1RSHA3ZP001 | T5 CONF TABLE,SOTA,12',HPL,SELF EDGE,A3,ZP | 17828 | 16045.2 | [8 empty] | 656747317903 | Y | 371.12 | https://assetserver.net/_assets/middle atlantic/1000/t5sfc1rsha3zp001.jpg | https://assetserver.net/_assets/middle atlantic/pdf/t5sfc1rsha3zp001-spec.pdf | https://assetserver.net/_assets/_prop65/shortform cancerandreprod_midat.jpg | US-United States | AV Furniture | Accessories |  |  | 0 | Table Top Width: 12 ft | Table Top Depth: 48" | Table Top Shape: Rectangle | Base Included: Yes | Base Style: Pedestal | 96.000 x 48.000 x 24.750 | T5 Series Conference Tables are the industry's only conference table designed to properly support AV technology for ultimate system reliability. Featuring attractive styles and finishes reflective of commercial interior design trends, the T5 Series offers discreet storage and care for AV gear within a beautiful furniture solution. Engineered with unmatched innovation and mounting flexibility, this pre-configured all-in-one furniture system includes power distribution, table boxes with connectivity and cable management.
Accessories | Middle Atlantic | T5SFC1RSHB3ZP001 | T5 CONF TABLE,SOTA,12',HPL,SELF EDGE,B3,ZP | 17828 | 16045.2 | [8 empty] | 656747317934 | Y | 483.43 | https://assetserver.net/_assets/middle atlantic/1000/t5sfc1rshb3zp001.jpg | https://assetserver.net/_assets/middle atlantic/pdf/t5sfc1rshb3zp001-spec.pdf | https://assetserver.net/_assets/_prop65/shortform cancerandreprod_midat.jpg | US-United States | AV Furniture | Accessories |  |  | 0 | Table Top Width: 12 ft | Table Top Depth: 48" | Table Top Shape: Rectangle | Base Included: Yes | Base Style: Pedestal | 144.000 x 48.000 x 26.500 | T5 Series Conference Tables are the industry's only conference table designed to properly support AV technology for ultimate system reliability. Featuring attractive styles and finishes reflective of commercial interior design trends, the T5 Series offers discreet storage and care for AV gear within a beautiful furniture solution. Engineered with unmatched innovation and mounting flexibility, this pre-configured all-in-one furniture system includes power distribution, table boxes with connectivity and cable management.
Accessories | Middle Atlantic | T5SFC1RSV01ZP001 | T5 CONF TABLE,SOTA,12',VENEER,SELF EDGE,01,ZP | 22793 | 20513.7 | [8 empty] | 656747318023 | Y | 483.43 | https://assetserver.net/_assets/middle atlantic/1000/t5sfc1rsv01zp001.jpg | https://assetserver.net/_assets/middle atlantic/pdf/t5sfc1rsv01zp001-spec.pdf | https://assetserver.net/_assets/_prop65/shortform cancerandreprod_midat.jpg | US-United States | AV Furniture | Accessories |  |  | 0 | Table Top Width: 12 ft | Table Top Depth: 48" | Table Top Shape: Rectangle | Base Included: Yes | Base Style: Pedestal | 144.000 x 48.000 x 26.500 | T5 Series Conference Tables are the industry's only conference table designed to properly support AV technology for ultimate system reliability. Featuring attractive styles and finishes reflective of commercial interior design trends, the T5 Series offers discreet storage and care for AV gear within a beautiful furniture solution. Engineered with unmatched innovation and mounting flexibility, this pre-configured all-in-one furniture system includes power distribution, table boxes with connectivity and cable management.
Accessories | Middle Atlantic | T5SFC1RSV04ZP001 | T5 CONF TABLE,SOTA,12',VENEER,SELF EDGE,04,ZP | 22793 | 20513.7 | [8 empty] | 656747317965 | Y | 483.43 | https://assetserver.net/_assets/middle atlantic/1000/t5sfc1rsv04zp001.jpg | https://assetserver.net/_assets/middle atlantic/pdf/t5sfc1rsv04zp001-spec.pdf | https://assetserver.net/_assets/_prop65/shortform cancerandreprod_midat.jpg | US-United States | AV Furniture | Accessories |  |  | 0 | Table Top Width: 12 ft | Table Top Depth: 48" | Table Top Shape: Rectangle | Base Included: Yes | Base Style: Pedestal | 144.000 x 48.000 x 26.500 | T5 Series Conference Tables are the industry's only conference table designed to properly support AV technology for ultimate system reliability. Featuring attractive styles and finishes reflective of commercial interior design trends, the T5 Series offers discreet storage and care for AV gear within a beautiful furniture solution. Engineered with unmatched innovation and mounting flexibility, this pre-configured all-in-one furniture system includes power distribution, table boxes with connectivity and cable management.
Accessories | Middle Atlantic | T5SFC1RSV07ZP001 | T5 CONF TABLE,SOTA,12',VENEER,SELF EDGE,07,ZP | 22793 | 20513.7 | [8 empty] | 656747318092 | Y | 483.43 | https://assetserver.net/_assets/middle atlantic/1000/t5sfc1rsv07zp001.jpg | https://assetserver.net/_assets/middle atlantic/pdf/t5sfc1rsv07zp001-spec.pdf | https://assetserver.net/_assets/_prop65/shortform cancerandreprod_midat.jpg | US-United States | AV Furniture | Accessories |  |  | 0 | Table Top Width: 12 ft | Table Top Depth: 48" | Table Top Shape: Rectangle | Base Included: Yes | Base Style: Pedestal | 144.000 x 48.000 x 26.500 | T5 Series Conference Tables are the industry's only conference table designed to properly support AV technology for ultimate system reliability. Featuring attractive styles and finishes reflective of commercial interior design trends, the T5 Series offers discreet storage and care for AV gear within a beautiful furniture solution. Engineered with unmatched innovation and mounting flexibility, this pre-configured all-in-one furniture system includes power distribution, table boxes with connectivity and cable management.
Accessories | Middle Atlantic | T5SHC1RSHA0ZP001 | T5 CONF TABLE,SOTA,16',HPL,SELF EDGE,A0,ZP | 20499 | 18449.1 | [8 empty] | 656747317873 | Y | 599.5 | https://assetserver.net/_assets/middle atlantic/1000/t5shc1rsha0zp001.jpg | https://assetserver.net/_assets/middle atlantic/pdf/t5shc1rsha0zp001-spec.pdf | https://assetserver.net/_assets/_prop65/shortform cancerandreprod_midat.jpg | US-United States | AV Furniture | Accessories |  |  | 0 | Table Top Width: 16 ft | Table Top Depth: 48" | Table Top Shape: Rectangle | Base Included: Yes | Base Style: Pedestal | 192.000 x 48.000 x 26.500 | T5 Series Conference Tables are the industry's only conference table designed to properly support AV technology for ultimate system reliability. Featuring attractive styles and finishes reflective of commercial interior design trends, the T5 Series offers discreet storage and care for AV gear within a beautiful furniture solution. Engineered with unmatched innovation and mounting flexibility, this pre-configured all-in-one furniture system includes power distribution, table boxes with connectivity and cable management.
Accessories | Middle Atlantic | T5SHC1RSHA3ZP001 | T5 CONF TABLE,SOTA,16',HPL,SELF EDGE,A3,ZP | 22225 | 20002.5 | [8 empty] | 656747317910 | Y | 599.5 | https://assetserver.net/_assets/middle atlantic/1000/t5shc1rsha3zp001.jpg | https://assetserver.net/_assets/middle atlantic/pdf/t5shc1rsha3zp001-spec.pdf | https://assetserver.net/_assets/_prop65/shortform cancerandreprod_midat.jpg | US-United States | AV Furniture | Accessories |  |  | 0 | Table Top Width: 16 ft | Table Top Depth: 48" | Table Top Shape: Rectangle | Base Included: Yes | Base Style: Pedestal | 192.000 x 48.000 x 26.500 | T5 Series Conference Tables are the industry's only conference table designed to properly support AV technology for ultimate system reliability. Featuring attractive styles and finishes reflective of commercial interior design trends, the T5 Series offers discreet storage and care for AV gear within a beautiful furniture solution. Engineered with unmatched innovation and mounting flexibility, this pre-configured all-in-one furniture system includes power distribution, table boxes with connectivity and cable management.
Accessories | Middle Atlantic | T5SHC1RSHB3ZP001 | T5 CONF TABLE,SOTA,16',HPL,SELF EDGE,B3,ZP | 22228 | 20005.2 | [8 empty] | 656747317941 | Y | 599.49 | https://assetserver.net/_assets/middle atlantic/1000/t5shc1rshb3zp001.jpg | https://assetserver.net/_assets/middle atlantic/pdf/t5shc1rshb3zp001-spec.pdf | https://assetserver.net/_assets/_prop65/shortform cancerandreprod_midat.jpg | US-United States | AV Furniture | Accessories |  |  | 0 | Table Top Width: 16 ft | Table Top Depth: 48" | Table Top Shape: Rectangle | Base Included: Yes | Base Style: Pedestal | 192.000 x 48.000 x 26.500 | T5 Series Conference Tables are the industry's only conference table designed to properly support AV technology for ultimate system reliability. Featuring attractive styles and finishes reflective of commercial interior design trends, the T5 Series offers discreet storage and care for AV gear within a beautiful furniture solution. Engineered with unmatched innovation and mounting flexibility, this pre-configured all-in-one furniture system includes power distribution, table boxes with connectivity and cable management.
Accessories | Middle Atlantic | T5SHC1RSV01ZP001 | T5 CONF TABLE,SOTA,16',VENEER,SELF EDGE,01,ZP | 32432 | 29188.8 | [8 empty] | 656747318030 | Y | 599.49 | https://assetserver.net/_assets/middle atlantic/1000/t5shc1rsv01zp001.jpg | https://assetserver.net/_assets/middle atlantic/pdf/t5shc1rsv01zp001-spec.pdf | https://assetserver.net/_assets/_prop65/shortform cancerandreprod_midat.jpg | US-United States | AV Furniture | Accessories |  |  | 0 | Table Top Width: 16 ft | Table Top Depth: 48" | Table Top Shape: Rectangle | Base Included: Yes | Base Style: Pedestal | 192.000 x 48.000 x 26.500 | T5 Series Conference Tables are the industry's only conference table designed to properly support AV technology for ultimate system reliability. Featuring attractive styles and finishes reflective of commercial interior design trends, the T5 Series offers discreet storage and care for AV gear within a beautiful furniture solution. Engineered with unmatched innovation and mounting flexibility, this pre-configured all-in-one furniture system includes power distribution, table boxes with connectivity and cable management.
Accessories | Middle Atlantic | T5SHC1RSV04ZP001 | T5 CONF TABLE,SOTA,16',VENEER,SELF EDGE,04,ZP | 32432 | 29188.8 | [8 empty] | 656747317972 | Y | 599.49 | https://assetserver.net/_assets/middle atlantic/1000/t5shc1rsv04zp001.jpg | https://assetserver.net/_assets/middle atlantic/pdf/t5shc1rsv04zp001-spec.pdf | https://assetserver.net/_assets/_prop65/shortform cancerandreprod_midat.jpg | US-United States | AV Furniture | Accessories |  |  | 0 | Table Top Width: 16 ft | Table Top Depth: 48" | Table Top Shape: Rectangle | Base Included: Yes | Base Style: Pedestal | 192.000 x 48.000 x 26.500 | T5 Series Conference Tables are the industry's only conference table designed to properly support AV technology for ultimate system reliability. Featuring attractive styles and finishes reflective of commercial interior design trends, the T5 Series offers discreet storage and care for AV gear within a beautiful furniture solution. Engineered with unmatched innovation and mounting flexibility, this pre-configured all-in-one furniture system includes power distribution, table boxes with connectivity and cable management.
Accessories | Middle Atlantic | T5SHC1RSV07ZP001 | T5 CONF TABLE,SOTA,16',VENEER,SELF EDGE,07,ZP | 32432 | 29188.8 | [8 empty] | 656747318108 | Y | 599.49 |  |  | https://assetserver.net/_assets/_prop65/shortform cancerandreprod_midat.jpg | US-United States | AV Furniture | Accessories |  |  | 0 | Table Top Width: 16 ft | Table Top Depth: 48" | Table Top Shape: Rectangle | Base Included: Yes | Base Style: Pedestal | 192.000 x 48.000 x 26.500 | ULTIMATE SYSTEM RELIABLITY FOR AV TECHNOLOGY<br /><br />T5 Series Conference Tables are the industry's only conference table designed to properly support AV technology for ultimate system reliability. Featuring attractive styles and finishes reflective of commercial interior design trends, the T5 Series offers discreet storage and care for AV gear within a beautiful furniture solution. Engineered with unmatched innovation and mounting flexibility, this pre-configured all-in-one furniture system includes power distribution, table boxes with connectivity and cable management.
Accessories | Middle Atlantic | T5-TECHKIT12B | T5,TECH KIT RACK,PWR SYS,3 BLACK BOXES,12FT | 3677 | 3309.3 | [8 empty] | 656747318191 | Y | 30 |  |  | https://assetserver.net/_assets/_prop65/shortform cancerandreprod_midat.jpg | US-United States | AV Furniture | Accessories |  |  | 0 | Compatibility: Middle Atlantic 12' L Table Systems | Environmentally Friendly: Yes | Environmental Certification: RoHS |  |  | 22.000 x 22.000 x 19.000 | <p>This product is one part of a preconfigured solution. The complete solution would include a conference table and pedestals. This part describes only the pedestal rack and accessories.</p>
Accessories | Middle Atlantic | T5-TECHKIT12S | T5,TECH KIT RACK,PWR SYS,3 SILVER BOXES,12FT | 3677 | 3309.3 | [8 empty] | 656747318160 | Y | 40 |  |  | https://assetserver.net/_assets/_prop65/shortform cancerandreprod_midat.jpg | US-United States | AV Furniture | Accessories |  |  | 0 | [5 empty] | 22.000 x 22.000 x 19.000 | <p>T5 Table Pedestal Kits include the needed rackmounting, table boxes, cable retractors, power strips and cable management for your T5 Conference Table. Be sure to add the corresponding kit to match your T5 Table Length (8', 12' or 16').</p>
Accessories | Middle Atlantic | T5-TECHKIT16B | T5,TECH KIT RACK,PWR SYS,3 BLACK BOXES,16FT | 3677 | 3309.3 | [8 empty] | 656747318207 | Y | 40 |  |  | https://assetserver.net/_assets/_prop65/shortform cancerandreprod_midat.jpg | US-United States | AV Furniture | Accessories |  |  | 0 | Compatibility: Middle Atlantic 16' L Table Systems | Environmentally Friendly: Yes | Environmental Certification: RoHS |  |  | 22.000 x 22.000 x 19.000 | <p>This product is one part of a preconfigured solution. The complete solution would include a conference table and pedestals. This part describes only the pedestal rack and accessories.</p>
Accessories | Middle Atlantic | T5-TECHKIT16S | T5,TECH KIT RACK,PWR SYS,3 SILVER BOXES,16FT | 3677 | 3309.3 | [8 empty] | 656747318177 | Y | 30 |  |  | https://assetserver.net/_assets/_prop65/shortform cancerandreprod_midat.jpg | US-United States | AV Furniture | Accessories |  |  | 0 | Compatibility: Middle Atlantic 16' L Table Systems | Environmentally Friendly: Yes | Environmental Certification: RoHS |  |  | 22.000 x 22.000 x 19.000 | <p>This product is one part of a preconfigured solution. The complete solution would include a conference table and pedestals. This part describes only the pedestal rack and accessories.</p>
Accessories | Middle Atlantic | T5-TECHKIT8B | T5,TECH KIT RACK,PWR SYS,2 BLACK BOXES,8FT | 2647 | 2382.3 | [8 empty] | 656747318849 | Y | 30 |  |  | https://assetserver.net/_assets/_prop65/shortform cancerandreprod_midat.jpg | US-United States | AV Furniture | Accessories |  |  | 0 | Product Color: Black | Dimensions: <ul> <li>Height 49.02 cm (19.3 in)</li> <li>Length 14.2</li> <li>Width 15.24 cm (6 in)</li> </ul> | Compatibility: <p>Legrand T5 Conference Table </p> |  |  | 22.000 x 22.000 x 19.000 | T5 Table Pedestal Kits include the needed rackmounting, table boxes, cable retractors, power strips and cable management for your T5 Conference Table. Be sure to add the corresponding kit to match your T5 Table Length (8', 12' or 16').
Accessories | Middle Atlantic | T5-TECHKIT8S | T5,TECH KIT RACK,PWR SYS,2 SILVER BOXES,8FT | 2647 | 2382.3 | [8 empty] | 656747318153 | Y | 30 |  |  | https://assetserver.net/_assets/_prop65/shortform cancerandreprod_midat.jpg | US-United States | AV Furniture | Accessories |  |  | 0 | [5 empty] | 22.000 x 22.000 x 19.000 | <p>T5 Table Pedestal Kits include the needed rackmounting, table boxes, cable retractors, power strips and cable management for your T5 Conference Table. Be sure to add the corresponding kit to match your T5 Table Length (8', 12' or 16').</p>
Accessories | Middle Atlantic | TCCH-M-5 | CABLE CHANNEL HINGED,5FT LONG,9-1/2"WIDE | 506 | 455.4 | [8 empty] | 656747215735 | Y | 8.5 |  |  | https://assetserver.net/_assets/_prop65/shortform cancerandreprod_midat.jpg | US-United States | AV Furniture | Accessories |  |  | 0 | Cable Manager Type: Cable Chase | Product Material: Aluminum | Environmentally Friendly: Yes | Environmental Certification: RoHS |  | 12.250 x 2.500 x 73.250 | <p>This aluminum high-density cable management system shall consist of a 9 1/2" wide series of channels, affixed to a single runner, which will hinge open for unrestricted access to the cables. Chases shall have a minimum of four 3" "L-shaped" carriers in which multiple groups of cables will reside. Chases will be provided as 5' lengths, to be cut to size in the field for specific lengths between pedestals.</p>
Accessories | Middle Atlantic | TP-F1318 | TP FRAME,13"WX18"L,ADJUST H 26-1/2" TO 28-1/2" | 1462 | 1315.8 | [8 empty] | 656747215667 | Y | 36.5 | https://assetserver.net/_assets/middle atlantic/1000/tpf1318.jpg |  | https://assetserver.net/_assets/_prop65/shortform cancerandreprod_midat.jpg | US-United States | AV Furniture | Accessories |  |  | 0 | Engineered to maximize space and promote proper thermal and cable management | Frame to Furniture&trade; design complements an integrator's installation workflow | Removable side panels provide effortless access for initial install and on-going maintenance | Available in a spectrum of finishes to match any meeting room d&eacute;cor | Patent pending Lever Lock&trade; accessories maximize rack space and cable management options | 15.250 x 28.000 x 21.000 | <p>Conference Table Support System shall be Middle Atlantic Products TechPed&trade; series, model # TP-F1318. TechPed&trade; steel frame shall be 25.58"H x 13.25" W x 18.25"D. TechPed&trade; Series shall be adjustable from 26 Â½" to 29 Â½" in overall height. TechPed&trade; Series shall be constructed of welded steel, with a maximum weight capacity of 400 lbs. per pedestal. TechPed&trade; Series shall be coated with a fingerprint resistant textured black powder coat. TechPed&trade; Series shall provide passive ventilation. TechPed&trade; Series shall have provisions for electronics mounting and cable management, using included Lever Lock&trade; cable management accessories (one 10" wide vertical panel, two .8" wide vertical panels and one 1.94" wide vertical panel included). TechPed&trade; Series shall include a 4 rackspace mounting area. TechPed&trade; Series shall accommodate vertical power strips, 15.5" or less in height. TechPed&trade; Series finishing kit TP-K1318 shall be constructed of 3/4" triple refined MDF and be easily removable for installation and servicing. Finishing kit shall be available in a thermolaminate material, visit middleatlantic.com for list of available finishes. TechPed&trade; Series and all components shall be GREENGUARD Gold Certified. TechPed&trade; Series shall be manufactured by an ISO 9001 and ISO 14001 registered company. Steel Components shall be warrantied to be free from defects in material or workmanship under normal use and conditions for the lifetime of the product. Thermolaminate components shall be warrantied to be free from defects in material or workmanship under normal use and conditions for a period of 7 years.</p>
Accessories | Middle Atlantic | TP-F1325 | TP FRAME,13"WX25"L,ADJUST H 26-1/2" TO 28-1/2" | 1635 | 1471.5 | [8 empty] | 656747215674 | Y | 40 | https://assetserver.net/_assets/middle atlantic/1000/tpf1325.jpg |  | https://assetserver.net/_assets/_prop65/shortform cancerandreprod_midat.jpg | US | AV Furniture | Accessories |  |  | 0 | Maximum Weight Capacity: 400 lb | Product Color: Black Powder Coat | Product Material: Steel | Height: 25.6" | Width: 13.3" | 29.250 x 15.750 x 28.250 | <p>Middle Atlantic's TechPed&trade; is an installation-friendly Technology Pedestal that provides under table support while housing equipment and cables; a simple to integrate, easy to service solution ideal for conference rooms & collaboration spaces to meet market demands for localized, discreet equipment mounting & cable management.</p> <ul> <li>Engineered to maximize space and promote proper thermal and cable management</li> <li>Frame to Furniture&trade; design complements an integrator's installation workflow</li> <li>Removable side panels provide effortless access for initial install and on-going maintenance</li> <li>Available in a spectrum of finishes to match any meeting room d&eacute;cor</li> <li>Patent pending Lever Lock&trade; accessories maximize rack space and cable management options</li> <li>Built-in mounting for optional power strip</li> <li>Designed to maximize airflow with built-in passive thermal management</li> <li>Height adjustable</li> <li>Works as a stand-alone unit or as an active table support</li> <li>Current lead times for TechPed T-Lam is 4 weeks</li> </ul>
Accessories | Middle Atlantic | TP-F1330 | TP FRAME,13"WX30"L,ADJUST H 26-1/2" TO 28-1/2" | 1646 | 1481.4 | [8 empty] | 656747215681 | Y | 41.5 | https://assetserver.net/_assets/middle atlantic/1000/tpf1330.jpg |  | https://assetserver.net/_assets/_prop65/shortform cancerandreprod_midat.jpg | US-United States | AV Furniture | Accessories |  |  | 0 | Engineered to maximize space and promote proper thermal and cable management | Frame to Furniture&trade; design complements an integrator's installation workflow | Removable side panels provide effortless access for initial install and on-going maintenance | Available in a spectrum of finishes to match any meeting room d&eacute;cor | Patent pending Lever Lock&trade; accessories maximize rack space and cable management options | 29.250 x 15.750 x 32.750 | <p>Conference Table Support System shall be Middle Atlantic Products TechPed&trade; series, model # TP-F1330. TechPed&trade; steel frame shall be 25.58"H x 13.25" W x 30.25"D. TechPed&trade; Series shall be adjustable from 26 Â½" to 29 Â½" in overall height. TechPed&trade; Series shall be constructed of welded steel, with a maximum weight capacity of 400 lbs. per pedestal. TechPed&trade; Series shall be coated with a fingerprint resistant textured black powder coat. TechPed&trade; Series shall provide passive ventilation. TechPed&trade; Series shall have provisions for electronics mounting and cable management, using included Lever Lock&trade; cable management accessories (one 10" wide vertical panel, two .8" wide vertical panels and one 1.94" wide vertical panel included). TechPed&trade; Series shall include a 4 rackspace mounting area. TechPed&trade; Series shall accommodate vertical power strips, 15.5" or less in height. TechPed&trade; Series finishing kit TP-K1330 shall be constructed of 3/4" triple refined MDF and be easily removable for installation and servicing. Finishing kit shall be available in a thermolaminate material, visit middleatlantic.com for list of available finishes. TechPed&trade; Series and all components shall be GREENGUARD Gold Certified. TechPed&trade; Series shall be manufactured by an ISO 9001 and ISO 14001 registered company. Steel Components shall be warrantied to be free from defects in material or workmanship under normal use and conditions for the lifetime of the product. Thermolaminate components shall be warrantied to be free from defects in material or workmanship under normal use and conditions for a period of 7 years.</p>
Accessories | Middle Atlantic | TP-K1318 | TECH-PED FINISHING KIT,13"WX18"L | 1216 | 1094.4 | [8 empty] | 656747215698 | Y | 36.5 |  |  | https://assetserver.net/_assets/_prop65/shortform cancerandreprod_midat.jpg | US-United States | AV Furniture | Accessories |  |  | 0 | TechPed&trade; Series MDF finishing kit for model # TP-F1318. |  |  |  |  | 27.000 x 5.000 x 21.000
Accessories | Middle Atlantic | TP-K1325 | TECH-PED FINISHING KIT,13"WX25"L,T-LAM | 1330 | 1197 | [8 empty] | 656747382383 | Y | 45 | https://assetserver.net/_assets/middle atlantic/1000/tpk1325.jpg |  | https://assetserver.net/_assets/_prop65/shortform cancerandreprod_midat.jpg | US | AV Furniture | Accessories |  |  | 0 | Maximum Weight Capacity: 400 lb | Product Material: Wood | Height: 23.3" | Width: 14.8" | Depth: 27.5" | 27.500 x 4.000 x 34.500 | Customize your Pedestal with any or all of the following options: cable retractor bracket, additional LockLever devices, and under table cable management
Accessories | Middle Atlantic | TP-K1330 | TECH-PED FINISHING KIT,13"WX30"L | 1464 | 1317.6 | [8 empty] | 656747215711 | Y | 50 |  |  | https://assetserver.net/_assets/_prop65/shortform cancerandreprod_midat.jpg | US-United States | AV Furniture | Accessories |  |  | 0 | Maximum Weight Capacity: 400 lb | Product Material: Wood | Height: 23.3" | Width: 14.8" | Depth: 32.5" | 27.250 x 4.000 x 35.000
Accessories | Middle Atlantic | TP-MK1 | TP MILLWORK KIT,INCLUDES ALL DRAWINGS AND HDWR | 145 | 130.5 | [8 empty] | 656747215728 | Y | 0.1 |  |  | https://assetserver.net/_assets/_prop65/shortform cancerandreprod_midat.jpg | US-United States | AV Furniture | Accessories |  |  | 0 | Plexi front door | Supplied without handle; allows use of customer supplied electronic handles | 25mm x 150mm opening is compatible with most popular handle models | Can be installed to hinge right or left | Black textured powder coat finish | 4.500 x 4.000 x 1.000 | <p>Custom finishing millwork kit for TechPed&trade; Series, Technology Pedestals.</p>
Accessories | Middle Atlantic | TS10R | 10 Space SRS Rail | [11 empty] | Y | 0 | https://assetserver.net/_assets/middle atlantic/1000/ts10r.jpg | https://assetserver.net/_assets/middle atlantic/pdf/ts10r-spec.pdf |  | US-United States of America | AV Furniture | Accessories |  |  | 0 | Strong, stable track stands support tracks at rack base height | Support range from 10” to 22” from the floor |  |  |  |  | For 10 to 22 height range off the floor
Accessories | Middle Atlantic | VC-4819-DT34 | VC48W/19D BAY 34 DESKTOP | 8657 | 7791.3 | [8 empty] | 0656747121104 | Y | 345.9 |  |  |  | US-United States of America | AV Furniture | Accessories |  |  | 0
Accessories | Middle Atlantic | VC-4819DT34A821506 | CUSTOM-FURNITURE | [11 empty] | Y | 1 |  |  |  | US-United States of America | AV Furniture | Accessories |  |  | 0
Accessories | Middle Atlantic | VC-B24-FD | VC BAY FAN DOOR 100CFM | 1105 | 994.5 | [8 empty] | 656747121449 | Y | 10.5 |  |  | https://assetserver.net/_assets/_prop65/prop65 label.jpg | US-United States | AV Furniture | Accessories |  |  | 0 | Width: 24" | Compatibility: ViewPoint Monitoring Console System |  |  |  | 25.000 x 24.500 x 5.800 | Rear fan door - Rear fan door shall replace standard rear console door on any 24" wide bay. Rear fan door shall provide 100 CFM of air extraction, generate less than 27 db, and be thermostatically switched.
Accessories | Middle Atlantic | VC-B24-RR10 | VC BAY RACKRAIL KIT 10SP | 198 | 178.2 | [8 empty] | 656747121425 | Y | 5 |  |  | https://assetserver.net/_assets/_prop65/prop65 label.jpg | US-United States | AV Furniture | Accessories |  |  | 0 | Device Supported: Monitoring Console System | Product Material: Steel | Compatibility: <p>Middle Atlantic ViewPoint Monitoring Console System</p> |  |  | 17.500 x 2.600 x 1.500 | Rackrail - 10 space rackrail shall be available for horizontal equipment mounting in the front/rear of any 24" section of a 36", 48" or 72" bay and shall be part # VC-B24-RR10. Rackrail shall conform to EIA standards. Rackrail shall be constructed of 11-gauge steel. Shall be infinitely adjustable front-to-rear.
Accessories | Middle Atlantic | VC-TR2419-9 | VC 2419,9SP TURRET RACK | 921 | 828.9 | [8 empty] | 656747121302 | Y | 38.7 |  |  | https://assetserver.net/_assets/_prop65/prop65 label.jpg | US-United States | AV Furniture | Accessories |  |  | 0 | Depth: 8.5" |  |  |  |  | 28.000 x 23.600 x 19.300 | <b>Top Mount Turret Racks -</b> To mount turret racks shall be available with 4 or 9 rackspaces, have a minimum 8-1/2" useable depth, and work with consoles with an 18" deep work surface only. Top mount turret racks shall mount to any 24" section of a 24", 36", 48" or 72" bay.
Accessories | Middle Atlantic | VPM-6 | 6SP VERT PNL MOUNT | 229 | 206.1 | [8 empty] | 656747374814 | Y | 10 |  |  | https://assetserver.net/_assets/_prop65/ca prop 65 short form label.jpg | US | AV Furniture | Accessories |  |  | 0 | Maximum Load Capacity: 200 lb | Features: Heavy Duty | Rack Height: 6U | Orientation: Horizontal/Vertical | Color Family: Black | 2.000 x 1.000 x 2.000
Accessories | Middle Atlantic | FWD-VT2 | PERFORATED VENT PANEL | 44 | 39.6 | [8 empty] | 656747384585 | Y | 1 | https://assetserver.net/_assets/middle atlantic/1000/fwdvt2.jpg |  | https://assetserver.net/_assets/_prop65/prop65 label.jpg |  | Control Systems | Accessories |  |  | 0 | No rack screws! Easily install & remove your vent panels without any hardware | No rack screws! Easily install & remove your vent panels without any hardware | 5X faster installation over traditional rack screw installation | 5X faster installation over traditional rack screw installation | Ergonomic clips for easy installation and removal |  | Quickly install vent panels using absolutely no hardware.Stop fussing around with rack screws when installing blank panels. Installation is up to 5x faster than traditional methods. Simply click the blank panel in and move on to more important things. Compatible on all BGR Series enclosures.
Accessories | Middle Atlantic | VC-3619-DT34 | VC36W/19D BAY 34 DESKTOP | 6831 | 6147.9 | [8 empty] | 656747121098 | N | 250.4 |  |  | https://assetserver.net/_assets/_prop65/prop65 label.jpg | US-United States | Networking | Accessories |  |  | 0 | Application/Usage: Monitor | Width: 36" |  |  |  | 40.700 x 23.000 x 33.000
Power Strips | Middle Atlantic | PD-1815R-RN | 18OUT 15A,RKMT 2-STG SRG | 430 | 387 | [8 empty] | 656747126567 | Y | 6.4 |  |  | https://assetserver.net/_assets/_prop65/shortform cancerandreprod_midat.jpg | CN-China | Power | Power Strips |  |  | 0 | Plug/Connector Type: NEMA 5-15P | Receptacle Type: NEMA 5-15R | Receptacle Detail: 18 x NEMA 5-15R | Protection Type: Surge Protection | Protection Type: Spike Protection | 22.000 x 10.000 x 4.000 | Designed to optimize space and efficiency in power management, these single circuit, 15 Amp and 20 Amp rackmount power distribution systems (maximum total current draw) provide up to 20 total outlets within a shallow depth.
Power Strips | Middle Atlantic | PDX-215C | 15A 2 OUT MULTI-STAGE SURGE COMPACT | 292 | 262.8 | 36 | 1 |  | 4 | 10 |  |  | 21 | 656747396380 | Y | 10.4 |  |  | https://assetserver.net/_assets/_prop65/ca prop 65 short form label.jpg | MY-Malaysia | Power | Power Strips |  |  | 0 | 15A with (2) NEMA 5-15R Outlets | Oh Snap! It's Compact! | The compact design of this NEXSYS PDU is perfect for "behind-the-display" applications, especially digital signage. | It's very flexible. | The NEXSYS Compact PDU includes (2) mounting options for mounting flexibility, a clamp and L-brackets. | 14.500 x 7.500 x 2.500
Power Strips | Middle Atlantic | PDX-215C-SP | 15A 2 OUT SERIES SURGE COMPACT | 471 | 423.9 | 1 |  |  | 1 |  |  |  |  | 656747396441 | Y | 5.6 |  |  | https://assetserver.net/_assets/_prop65/ca prop 65 short form label.jpg | MY-Malaysia | Power | Power Strips |  |  | 0 | 15A with (2) NEMA 5-15R Outlets | Oh Snap! It's Compact! | The compact design of this NEXSYS PDU is perfect for "behind-the-display" applications, especially digital signage. | It's very flexible. | The NEXSYS Compact PDU includes (2) mounting options for mounting flexibility, a clamp and L-brackets. | 14.500 x 7.500 x 2.500
Power Strips | Middle Atlantic | PDX-220C | 20A 2 OUT MULTI-STAGE SURGE COMPACT | 336 | 302.4 | [8 empty] | 656747396397 | Y | 4 | https://assetserver.net/_assets/middle atlantic/1000/pdx220c.jpg |  | https://assetserver.net/_assets/_prop65/ca prop 65 short form label.jpg | CN | Power | Power Strips |  |  | 0 | Receptacle Type: NEMA 5-20R | Receptacle Detail: 2 x NEMA 5-20R | Protection Type: Surge Protection | Features: Compact | Input Current: 20 A | 14.500 x 7.500 x 2.500
Power Strips | Middle Atlantic | PDX-220C-SP | 20A 2 OUT SERIES SURGE COMPACT | 538 | 484.2 | 4 |  |  |  | 4 |  |  |  | 656747396458 | Y | 5.8 | https://assetserver.net/_assets/middle atlantic/1000/pdx220csp.jpg |  | https://assetserver.net/_assets/_prop65/ca prop 65 short form label.jpg | MY-Malaysia | Power | Power Strips |  |  | 0 | Receptacle Type: NEMA 5-20R | Receptacle Detail: 2 x NEMA 5-20R | Protection Type: Surge Protection | Features: Compact | Input Current: 20 A | 14.500 x 7.500 x 2.500
Power Strips | Middle Atlantic | PDX-615C-SP | 15A 6 OUT SERIES SURGE COMPACT | 740 | 666 | [8 empty] | 656747396489 | Y | 7 | https://assetserver.net/_assets/middle atlantic/1000/pdx615csp.jpg |  | https://assetserver.net/_assets/_prop65/ca prop 65 short form label.jpg | CN | Power | Power Strips |  |  | 0 | Plug/Connector Type: NEMA 5-15P | Receptacle Type: NEMA 5-15R | Receptacle Detail: 6 x NEMA 5-15R | Protection Type: Surge Protection | Features: Compact | 14.500 x 7.500 x 2.500 | <ul><li> 15A with (6) NEMA 5-15R Outlets</li><li> <b>Oh Snap! It's Compact!</b> The compact design of this NEXSYS PDU is perfect for "behind-the-display" applications, especially digital signage.</li><li> <b>It's very flexible.&nbsp;</b>The NEXSYS Compact PDU includes (2) mounting options for mounting flexibility, a clamp and L-brackets.</li><li> Easily attach both mounting solutions to a Lever Lock&trade; plate for tool-free mounting inside a rack, kiosk, in-wall box, etc.</li><li> Multi-stage MOV surge protection</li><li> 3 stages of surge protection</li><li> Visual Indicators of surge status on the front and side of the PDU</li><li> <b>Worried about the under/over voltage? Don't.&nbsp;</b>With the selectable on/off voltage protection from the dry contact port, it gives the option to protect sensitive equipment from over/under voltage scenarios.</li><li> If the voltage protection is on and an over or under voltage event happens the outlets will automatically be turned off to protect the equipment. Once the power restores within the acceptable voltage range the PDU will automatically turn the outlets back on.</li><li> <b>IEC Inlet:&nbsp;</b>Allows for cleaner cable management by selecting your desired length of power cord.</li><li> A standard 2' cord is included with all models</li><li> <b>Tired of blocked outlets?&nbsp;</b>You pay for 6 outlets and we think you should be able to use all 6 outlets! The outlets are oriented for easier plugging of DC transformers (wall warts) eliminating blocked outlets.</li></ul>
Power Strips | Middle Atlantic | PDX-620C | 20A 6 OUT MULTI-STAGE SURGE COMPACT | 493 | 443.7 | [8 empty] | 656747396434 | Y | 5.3 |  |  | https://assetserver.net/_assets/_prop65/ca prop 65 short form label.jpg | MY | Power | Power Strips |  |  | 0 | Receptacle Type: NEMA 5-20R | Receptacle Detail: 6 x NEMA 5-20R | Protection Type: Surge Protection | Features: Compact | Input Current: 20 A | 14.500 x 7.500 x 2.500
Power Strips | Middle Atlantic | PDX-620C-SP | 20A 6 OUT SERIES SURGE COMPACT | 852 | 766.8 | 6 | [6 empty] | 6 | 656747396496 | Y | 7 | https://assetserver.net/_assets/middle atlantic/1000/pdx620csp.jpg |  | https://assetserver.net/_assets/_prop65/ca prop 65 short form label.jpg | CN | Power | Power Strips |  |  | 0 | Receptacle Type: NEMA 5-20R | Receptacle Detail: 6 x NEMA 5-20R | Protection Type: Surge Protection | Features: Compact | Input Current: 20 A | 14.500 x 7.500 x 2.500
Power Strips | Middle Atlantic | PDX-915R | 15A 9 OUT MULTI-STAGE SURGE W/CTRL | 437 | 393.3 | [8 empty] | 656747396243 | Y | 10.2 | https://assetserver.net/_assets/middle atlantic/1000/pdx915r.jpg |  | https://assetserver.net/_assets/_prop65/ca prop 65 short form label.jpg | MY | Power | Power Strips |  |  | 0 | Plug/Connector Type: NEMA 5-15P | Receptacle Type: NEMA 5-15R | Receptacle Detail: 9 x NEMA 5-15R | Protection Type: Surge Protection | Input Voltage: 120 V AC | 14.500 x 7.500 x 2.500 | The NEXSYS PDUs are built on a promise that we’ve kept for over two decades – more than half the life of the company – that our products are designed, engineered, and built for AV. Every NEXSYS rackmount PDU is available in 15A and 20A and always have surge and voltage protection making it easy to select the right PDU for the job. Still need more? Each NEXSYS rackmount PDUs can be controlled remotely via contact closure. Just choose NEXSYS.
Power Strips | Middle Atlantic | PDX-915R-SP | 15A 9 OUT SERIES SURGE W/CTRL | 1008 | 907.2 | 1 |  |  | 1 |  |  |  |  | 656747396328 | Y | 11.9 | https://assetserver.net/_assets/middle atlantic/1000/pdx915rsp.jpg |  | https://assetserver.net/_assets/_prop65/ca prop 65 short form label.jpg | MY-Malaysia | Power | Power Strips |  |  | 0 | Plug/Connector Type: NEMA 5-15P | Receptacle Type: NEMA 5-15R | Receptacle Detail: 9 x NEMA 5-15R | Protection Type: Surge Protection | Input Voltage: 120 V AC | 14.500 x 7.500 x 2.500 | The NEXSYS PDUs are built on a promise that we’ve kept for over two decades – more than half the life of the company – that our products are designed, engineered, and built for AV. Every NEXSYS rackmount PDU is available in 15A and 20A and always have surge and voltage protection making it easy to select the right PDU for the job. Still need more? Each NEXSYS rackmount PDUs can be controlled remotely via contact closure. Just choose NEXSYS.
Power Strips | Middle Atlantic | PDX-920R | 20A 9 OUT MULTI-STAGE SURGE W/CTRL | 482 | 433.8 | [8 empty] | 656747396250 | Y | 11 | https://assetserver.net/_assets/middle atlantic/1000/pdx920r.jpg |  | https://assetserver.net/_assets/_prop65/ca prop 65 short form label.jpg | CN-China | Power | Power Strips |  |  | 0 | Protection Type: Surge Protection | Input Current: 20 A | Mount Type: Rack-mountable | Form Factor: Rack | Country of Origin: Malaysia | 14.500 x 7.500 x 2.500 | The NEXSYS PDUs are built on a promise that we’ve kept for over two decades – more than half the life of the company – that our products are designed, engineered, and built for AV. Every NEXSYS rackmount PDU is available in 15A and 20A and always have surge and voltage protection making it easy to select the right PDU for the job. Still need more? Each NEXSYS rackmount PDUs can be controlled remotely via contact closure. Just choose NEXSYS.
Power Strips | Middle Atlantic | PDX-920R-SP | 20A 9 OUT SERIES SURGE W/CTRL | 1232 | 1108.8 | 3 | [6 empty] | 3 | 656747396335 | Y | 12.3 | https://assetserver.net/_assets/middle atlantic/1000/pdx920rsp.jpg |  | https://assetserver.net/_assets/_prop65/ca prop 65 short form label.jpg | MY | Power | Power Strips |  |  | 0 | Protection Type: Surge Protection | Input Current: 20 A | Mount Type: Rack-mountable | Form Factor: Rack | Country of Origin: Malaysia | 14.500 x 7.500 x 2.500 | The NEXSYS PDUs are built on a promise that we’ve kept for over two decades – more than half the life of the company – that our products are designed, engineered, and built for AV. Every NEXSYS rackmount PDU is available in 15A and 20A and always have surge and voltage protection making it easy to select the right PDU for the job. Still need more? Each NEXSYS rackmount PDUs can be controlled remotely via contact closure. Just choose NEXSYS.
UPS | Middle Atlantic | UPS-S1000R | STANDARD UPS 1000VA,120V,60HZ | 1530 | 1377 | 10 | 7 |  |  | 1 | 1 |  | 1 | 656747237188 | Y | 34 |  |  | https://assetserver.net/_assets/_prop65/shortform cancerandreprod_midat.jpg | CN-China | Power | UPS |  |  | 0 | Bank control of outlets for simple system reboot | Simulated sine wave output waveform | 8ms transfer time | Automatic Voltage Regulation | Non-critical load shedding | 21.000 x 19.000 x 6.000 | <p>Select Series UPS models are available in compact form factors when space is at a premium, and in a wide range of capacities to support a wide range of installations. All models are available with web-enabled IP control.</p>
UPS | Middle Atlantic | UPX-1500R-2 | Nexsys UPS Backup Power System - 1500VA - 15A - 8 Outlet | 2690 | 2421 | [8 empty] | 656747395581 | Y | 52.6 |  |  | https://assetserver.net/_assets/_prop65/ca prop 65 short form label.jpg | CN-China | Power | UPS |  |  | 0 | AVR: Yes | Plug/Connector Type: NEMA 5-15P | Receptacle Type: NEMA 5-15R | Receptacle Detail: 8 x NEMA 5-15R | Application/Usage: Audio/Video Equipment | 26.000 x 21.000 x 8.000 | <p>NEXSYS is built on a promise that we've kept for over two decades - more than half the life of the company - that our power products are designed, engineered, and built for AV. It's one thing to say it, it's another thing to prove it. And our NEXSYS Line Interactive UPSs prove it, we promise. They are built with premium components to keep your AV systems running as smoothly as you'd expect.</p> <ul> <li>1000VA</li> <li>15 Amp</li> <li>8 Outlets with Individual Control</li> <li><b>An Out-of-Box(y) Experience.</b> Everything is assembled and connected right from the factory saving you time during your installations <ul> <li>Rack ears are pre-installed with the "4-Post" mounting brackets ready to be rack mounted even if you have a 3rd pair of rackrail</li> <li>The battery is already connected so just plug it in</li> </ul> </li> <li><b>Customization is a Breeze.</b> The NEXSYS Power Management Software on your PC allows you to customize and configure various settings and notifications if you don't like our default settings - we won't be offended</li> </ul> <ul> <li><b>"NEXSYS, alert me when...". </b>Set reminders or notifications for things like battery replacement, etc. via email or on the UPS</li> <li>The IEC Input allows for better cable management of the power cord if shorter or longer cords are required <ul> <li>All UPSs include a 6' (1.8m) IEC power cord</li> </ul> </li> <li><b>Name, address, and date of birth, please?</b> Easily locate the IP, MAC address and device name via the front LCD screen. You can even see the battery installation date.</li> <li><b>Pure Power.</b> All NEXSYS UPSs have a Pure Sine Wave output and AVR (automatic voltage regulation) providing the cleanest power to your connected equipment, especially the most sensitive equipment</li> <li><b>Keep your power squeaky clean.</b> Easily set specific thresholds to switch the unit to battery if the power quality isn't up to your standards</li> <li><b>Swap it like it's hot.</b> Hot swappable battery from the front access panel for easy service without disrupting the system</li> <li><b>RackLink</b><b>&trade; Remote Management Built-In.</b> The NEXSYS UPS is RackLink enabled out of the box and discoverable on the RackLink Discovery Tool on PC, Apple or Android devices.</li> <li>Included RS232 port for control</li> <li>2 x dry contact ports for alerts <ul> <li>1 x contact is defined to alert users of a battery switch over when the UPS loses utility power or hits a set threshold</li> <li>1 x contact is defined to alert users when the battery level is low based on usage with customizable thresholds</li> </ul> </li> <li>Energy Star Certified</li> </ul>
UPS | Middle Atlantic | UPX-EXPANRUN-10-15 | UPX EXPAND RUNTIME UNIT 1KVA & 1.5KVA | 1960 | 1764 | [8 empty] | 656747395673 | Y | 58.2 |  |  | https://assetserver.net/_assets/_prop65/ca prop 65 short form label.jpg | CN | Power | UPS |  |  | 0 | Output Voltage: 127 V DC | Battery Size: Proprietary Battery Size | Output Current: 15 A | Product Color: Black | Height: 3.5" | 25.500 x 22.000 x 8.000 | The Middle Atlantic UPX-EXPANRUN-10-15 is an expandable runtime battery model compatible with line interactive UPS systems. It supports UPS sizes of 1000VA and 1500VA. The input nominal voltage is 120VAC. It features a detachable C13 to 5-15P power cord, circuit breaker overload protection, and a 6-foot power cord length. The output voltage is 36VDC with an amperage of 40A. It includes a manual DC breaker to disable DC output to the battery main connector. The product dimensions are 16in depth x 3.5in height x 19in width, and it weighs 52.0 lbs. (23.6kg). The shipping weight is 58.4 lbs. (26.5kg). It meets safety standards cTUVus tested to UL 1778 & CAN CSA-C22.2 and EMI standards FCC Class A. The environmental compliance includes RoHS and REACH. The warranty is three years limited (two years for the battery).
UPS | Middle Atlantic | UPX-EXPANRUN-20 | UPX EXPAND RUNTIME UNIT 2KVA | 2200 | 1980 | [9 empty] | Y | 1 |  | https://assetserver.net/_assets/middle atlantic/pdf/upxexpanrun20-spec.pdf | https://assetserver.net/_assets/_prop65/ca prop 65 short form label.jpg | CN | Power | UPS |  |  | 0 | AVR: Yes | Plug/Connector Type: NEMA 5-15P | Receptacle Type: NEMA 5-15R | Load Capacity: 200 VA | Input Voltage: 120 V AC | 25.500 x 22.000 x 8.000 | The NEXSYS UPS Expandable Run Time Unit for the 2000VA NEXSYS UPS products give you that extra oomph when you need additional run time for your AV systems if/when a power anomaly occurs. Connect up to (4) Expandable Run Time Units for even more run time!
UPS | Middle Atlantic | UPX-EXPANRUN-OL15 | UPX EXPAND RUNTIME UNIT 1.5KVA ONLINE | 2708 | 2437.2 | [8 empty] | 0656747397776 | Y | 69.89 |  |  |  | CN-China | Power | UPS |  |  | 0 | Expandable Run Time Units can be daisy-chained from the NEXSYS UPS or plugged in directly. | An Out-of-Box(y) Experience. Everything is assembled and connected right from the factory saving you time during your installations | Rack ears are pre-installed with the “4-Post” mounting brackets ready to be rack mounted even if you have a 3rd pair of rackrail | The battery is already connected so just plug it in. | Pure Power. All NEXSYS UPS Expandable Run Time Units have a Pure Sine Wave output and AVR (automatic voltage regulation) providing the cleanest power to your connected equipment, especially the most sensitive equipment |  | The NEXSYS Online UPS Expandable Run Time Unit for the 1500VA NEXSYS Online UPS product give you that extra oomph when you need additional run time for your AV systems if/when a power anomaly occurs. Connect up to (4) Expandable Run Time Units for even more run time!
UPS | Middle Atlantic | UPX-OL1500R-2 | 1500VA 120V OL UPS LOCAL BANK CONTROL | 3667 | 3300.3 | [8 empty] | 656747397813 | Y | 0 | https://assetserver.net/_assets/middle atlantic/1000/upxol1500r2.jpg | https://assetserver.net/_assets/middle atlantic/pdf/upxol1500r2-spec.pdf |  | CN-China | Power | UPS |  |  | 0 | Permanent connection to the battery for zero transfer time eliminating system disruptions and guaranteeing maximum uptime | Complete isolation and conditioning of output power with double conversion topology providing the cleanest power possible | Reduced ambient noise with quiet variable speed fans | Longest run time available in this form factor with the capability to add up to 10 expansion battery packs | Front accessible, hot-swappable batteries to eliminate downtime related to UPS power maintenance |  | When failure is not an option, the Premium Online Series UPS Backup Power Systems provide the cleanest power for mission critical, sensitive, and high-end systems. A completely isolated pure sine wave output provides perfect power free from noise and distortion for optimal system performance while the double conversion topology guarantees maximum system uptime. Front accessible batteries and remote IP management simplify maintenance and put you in control. The Premium Online Series UPS Backup Power Systems have a wide range of capacities, safeguarding any application.
UPS | Middle Atlantic | UPX-OL3000R-2 | 3000VA 120V OL UPS LOCAL BANK CONTROL | 6355 | 5719.5 | 1 |  |  |  | 1 |  |  |  | 656747397837 | Y | 75.18 | https://assetserver.net/_assets/middle atlantic/1000/upxol3000r2.jpg | https://assetserver.net/_assets/middle atlantic/pdf/upxol3000r2-spec.pdf |  | CN | Power | UPS |  |  | 0 | Permanent connection to the battery for zero transfer time eliminating system disruptions and guaranteeing maximum uptime | Complete isolation and conditioning of output power with double conversion topology providing the cleanest power possible | Reduced ambient noise with quiet variable speed fans | Longest run time available in this form factor with the capability to add up to 10 expansion battery packs | Front accessible, hot-swappable batteries to eliminate downtime related to UPS power maintenance |  | When failure is not an option, the Premium Online Series UPS Backup Power Systems provide the cleanest power for mission critical, sensitive, and high-end systems. A completely isolated pure sine wave output provides perfect power free from noise and distortion for optimal system performance while the double conversion topology guarantees maximum system uptime. Front accessible batteries and remote IP management simplify maintenance and put you in control. The Premium Online Series UPS Backup Power Systems have a wide range of capacities, safeguarding any application.
UPS | Middle Atlantic | UPX-RLNK-1000R-2 | Nexsys UPS Backup Power System with RackLink- 1000VA - 15A | 2811 | 2529.9 | [8 empty] | 656747395604 | Y | 46 |  |  | https://assetserver.net/_assets/_prop65/ca prop 65 short form label.jpg | US | Power | UPS |  |  | 0 | AVR: Yes | Plug/Connector Type: NEMA 5-15P | Receptacle Type: NEMA 5-15R | Application/Usage: Desktop | Application/Usage: Bank | 24.000 x 22.000 x 8.000 | <p>NEXSYS is built on a promise that we've kept for over two decades - more than half the life of the company - that our power products are designed, engineered, and built for AV. It's one thing to say it, it's another thing to prove it. And our NEXSYS Line Interactive UPSs prove it, we promise. They are built with premium components to keep your AV systems running as smoothly as you'd expect.</p> <ul> <li>1000VA</li> <li>15 Amp</li> <li>8 Outlets with Bank Control <ul> <li>2 x outlet banks with 4 outlets each</li> </ul> </li> <li><b>An Out-of-Box(y) Experience.</b> Everything is assembled and connected right from the factory saving you time during your installations</li> <li> Rack ears are pre-installed with the "4-Post" mounting brackets ready to be rack mounted even if you have a 3rd pair of rackrail</li> <li>The battery is already connected so just plug it in</li> <li><b>Customization is a Breeze.</b> The NEXSYS Power Management Software on your PC allows you to customize and configure various settings and notifications if you don't like our default settings - we won't be offended</li> <li><b>"NEXSYS, alert me when...". </b>Set reminders or notifications for things like battery replacement, etc. via email or on the UPS</li> <li>The IEC Input allows for better cable management of the power cord if shorter or longer cords are required</li> <li>All UPSs include a 6' (1.8m) IEC power cord</li> <li><b>Name, address, and date of birth, please?</b> Easily locate the IP, MAC address and device name via the front LCD screen. You can even see the battery installation date.</li> <li><b>Pure Power.</b> All NEXSYS UPSs have a Pure Sine Wave output and AVR (automatic voltage regulation) providing the cleanest power to your connected equipment, especially the most sensitive equipment</li> <li><b>Keep your power squeaky clean.</b> Easily set specific thresholds to switch the unit to battery if the power quality isn't up to your standards</li> <li><b>Swap it like it's hot.</b> Hot swappable battery from the front access panel for easy service without disrupting the system</li> <li><b>RackLink</b><b>&trade; Remote Management Built-In.</b> The NEXSYS UPS is RackLink enabled out of the box and discoverable on the RackLink Discovery Tool on PC, Apple or Android devices.</li> <li>Included RS232 port for control</li> <li>2 x dry contact ports for alerts</li> <li>1 x contact is defined to alert users of a battery switch over when the UPS loses utility power or hits a set threshold</li> <li>1 x contact is defined to alert users when the battery level is low based on usage with customizable thresholds</li> <li>Energy Star Certified</li> </ul>
UPS | Middle Atlantic | UPX-RLNK-1000R-8 | 1000VA 120V UPS RLNK OUTLET CONTROL | 3178 | 2860.2 | [8 empty] | 656747395635 | Y | 51.3 |  | https://assetserver.net/_assets/middle atlantic/pdf/upxrlnk1000r8-spec.pdf | https://assetserver.net/_assets/_prop65/ca prop 65 short form label.jpg | CN-China | Power | UPS |  |  | 0 | 8 outlets | Bank Controlled option with (2) 4 outlet banks | Individually Controlled options for all 8 outlets via RackLink&trade; | All NEXSYS UPSs have a Pure Sine Wave output and AVR (automatic voltage regulation) providing the cleanest power to your connected equipment, especially the most sensitive equipment | Everything is assembled and connected right from the factory saving you time during your installations | 25.500 x 22.000 x 8.000 | NEXSYS is built on a promise that we’ve kept for over two decades – more than half the life of the company – that our power products are designed, engineered, and built for AV. It’s one thing to say it, it’s another thing to prove it. And our NEXSYS Line Interactive UPSs prove it, we promise. They are built with premium components to keep your AV systems running as smoothly as you’d expect.
UPS | Middle Atlantic | UPX-RLNK-1500R-2 | Nexsys UPS Backup Power System with RackLink- 1500VA - 15A | 3422 | 3079.8 | 1 | [5 empty] | 1 |  | 656747395611 | Y | 52.8 |  |  | https://assetserver.net/_assets/_prop65/ca prop 65 short form label.jpg | CN-China | Power | UPS |  |  | 0 | 8 outlets | 8 outlets | Bank Controlled option with (2) 4 outlet banks | Bank Controlled option with (2) 4 outlet banks | Individually Controlled options for all 8 outlets via RackLink&trade; | 25.500 x 22.000 x 8.000
UPS | Middle Atlantic | UPX-RLNK-1500R-8 | Nexsys UPS Backup Power System with RackLink- 1500VA - 15A | 3789 | 3410.1 | 3 | [6 empty] | 3 | 656747395642 | Y | 53.6 |  |  | https://assetserver.net/_assets/_prop65/ca prop 65 short form label.jpg | CN-China | Power | UPS |  |  | 0 | AVR: Yes | Plug/Connector Type: NEMA 5-15P | Receptacle Type: NEMA 5-15R | Receptacle Detail: 8 x NEMA 5-15R | Application/Usage: Audio/Video Equipment | 25.500 x 22.000 x 8.000 | <p>NEXSYS is built on a promise that we've kept for over two decades - more than half the life of the company - that our power products are designed, engineered, and built for AV. It's one thing to say it, it's another thing to prove it. And our NEXSYS Line Interactive UPSs prove it, we promise. They are built with premium components to keep your AV systems running as smoothly as you'd expect.</p> <ul> <li>1000VA</li> <li>15 Amp</li> <li>8 Outlets with Individual Control</li> <li><b>An Out-of-Box(y) Experience.</b> Everything is assembled and connected right from the factory saving you time during your installations <ul> <li>Rack ears are pre-installed with the "4-Post" mounting brackets ready to be rack mounted even if you have a 3rd pair of rackrail</li> <li>The battery is already connected so just plug it in</li> </ul> </li> <li><b>Customization is a Breeze.</b> The NEXSYS Power Management Software on your PC allows you to customize and configure various settings and notifications if you don't like our default settings - we won't be offended</li> </ul> <ul> <li><b>"NEXSYS, alert me when...". </b>Set reminders or notifications for things like battery replacement, etc. via email or on the UPS</li> <li>The IEC Input allows for better cable management of the power cord if shorter or longer cords are required <ul> <li>All UPSs include a 6' (1.8m) IEC power cord</li> </ul> </li> <li><b>Name, address, and date of birth, please?</b> Easily locate the IP, MAC address and device name via the front LCD screen. You can even see the battery installation date.</li> <li><b>Pure Power.</b> All NEXSYS UPSs have a Pure Sine Wave output and AVR (automatic voltage regulation) providing the cleanest power to your connected equipment, especially the most sensitive equipment</li> <li><b>Keep your power squeaky clean.</b> Easily set specific thresholds to switch the unit to battery if the power quality isn't up to your standards</li> <li><b>Swap it like it's hot.</b> Hot swappable battery from the front access panel for easy service without disrupting the system</li> <li><b>RackLink</b><b>&trade; Remote Management Built-In.</b> The NEXSYS UPS is RackLink enabled out of the box and discoverable on the RackLink Discovery Tool on PC, Apple or Android devices.</li> <li>Included RS232 port for control</li> <li>2 x dry contact ports for alerts <ul> <li>1 x contact is defined to alert users of a battery switch over when the UPS loses utility power or hits a set threshold</li> <li>1 x contact is defined to alert users when the battery level is low based on usage with customizable thresholds</li> </ul> </li> <li>Energy Star Certified</li> </ul>
UPS | Middle Atlantic | UPX-RLNK-2000R-8 | 2000VA 120V UPS RLNK OUTLET CONTROL | 4278 | 3850.2 | 1 | [6 empty] | 1 | 656747395659 | Y | 71.9 |  |  | https://assetserver.net/_assets/_prop65/ca prop 65 short form label.jpg | CN-China | Power | UPS |  |  | 0 | AVR: Yes | Plug/Connector Type: NEMA 5-20P | Receptacle Type: NEMA 5-20R | Receptacle Detail: 8 x NEMA 5-20R | Load Capacity: 2000 VA/1800 W | 21.500 x 24.000 x 10.500 | <p>NEXSYS is built on a promise that we've kept for over two decades - more than half the life of the company - that our power products are designed, engineered, and built for AV. It's one thing to say it, it's another thing to prove it. And our NEXSYS Line Interactive UPSs prove it, we promise. They are built with premium components to keep your AV systems running as smoothly as you'd expect.</p> <ul> <li>2000VA</li> <li>20 Amp</li> <li>8 Outlets with Individual Control</li> <li><b>An Out-of-Box(y) Experience.</b> Everything is assembled and connected right from the factory saving you time during your installations <ul> <li>Rack ears are pre-installed with the "4-Post" mounting brackets ready to be rack mounted even if you have a 3rd pair of rackrail</li> <li>The battery is already connected so just plug it in</li> </ul> </li> <li><b>Customization is a Breeze.</b> The NEXSYS Power Management Software on your PC allows you to customize and configure various settings and notifications if you don't like our default settings - we won't be offended</li> </ul> <ul> <li><b>"NEXSYS, alert me when...". </b>Set reminders or notifications for things like battery replacement, etc. via email or on the UPS</li> <li>The IEC Input allows for better cable management of the power cord if shorter or longer cords are required <ul> <li>All UPSs include a 6' (1.8m) IEC power cord</li> </ul> </li> <li><b>Name, address, and date of birth, please?</b> Easily locate the IP, MAC address and device name via the front LCD screen. You can even see the battery installation date.</li> <li><b>Pure Power.</b> All NEXSYS UPSs have a Pure Sine Wave output and AVR (automatic voltage regulation) providing the cleanest power to your connected equipment, especially the most sensitive equipment</li> <li><b>Keep your power squeaky clean.</b> Easily set specific thresholds to switch the unit to battery if the power quality isn't up to your standards</li> <li><b>Swap it like it's hot.</b> Hot swappable battery from the front access panel for easy service without disrupting the system</li> <li><b>RackLink</b><b>&trade; Remote Management Built-In.</b> The NEXSYS UPS is RackLink enabled out of the box and discoverable on the RackLink Discovery Tool on PC, Apple or Android devices.</li> <li>Included RS232 port for control</li> <li>2 x dry contact ports for alerts <ul> <li>1 x contact is defined to alert users of a battery switch over when the UPS loses utility power or hits a set threshold</li> <li>1 x contact is defined to alert users when the battery level is low based on usage with customizable thresholds</li> </ul> </li> <li>Energy Star Certified</li> </ul>
UPS | Middle Atlantic | UPX-RLNK-OL1000R-8 | 1000VA 120V OL UPS RLNK OUTLET CONTROL | 4156 | 3740.4 | [8 empty] | 0656747397851 | Y | 38.85 |  |  |  | US-United States of America | Power | UPS |  |  | 0 | Plug/Connector Type: NEMA 5-15P | Receptacle Type: NEMA 5-15R | Receptacle Detail: 8 x NEMA 5-15R | Cord Length: 6 ft | Load Capacity (VA): 1000 VA |  | <p>NEXSYS is built on a promise that we've kept for over two decades - more than half the life of the company - that our power products are designed, engineered, and built for AV. It's one thing to say it, it's another thing to prove it. And our NEXSYS Online UPSs prove it, we promise. They are built with premium components to keep your AV systems running as smoothly as you'd expect.</p><p><b>RackLink&trade; Cloud Enabled</b></p><p>Designed specifically for AV professionals, RackLink&trade; Cloud provides an intuitive and centralized interface for device-level control. Seamlessly manage and monitor all your NEXSYS UPSs and unlock new levels of efficiency, control, customer satisfaction, and revenue streams.</p><p><b>Control Concepts Supported Product</b></p><p>Have the confidence that our modules and plug-ins are developed and backed by Control Concepts, the premier software developer for the AV industry.</p><ul><li>8 Outlets with Individual Control</li><li>The only Online UPS with Individual Outlet control in the AV market</li><li>1000VA and 15 Amp</li><li><b>An Out-of-Box(y) Experience. </b>Everything is assembled and connected right from the factory saving you time during your installations</li><li>Rack ears are pre-installed with the "4-Post" mounting brackets ready to be rack mounted even if you have a 3<sup>rd</sup>pair of rackrail</li><li>The battery is already connected so just plug it in</li><li><b>Customization is a Breeze. </b>The NEXSYS Power Management Software on your PC allows you to&nbsp;customize and configure various settings and notifications if you don't like our default settings - we won't be offended</li><li><b>RackLink&trade;&nbsp;Remote Management. </b>RackLink compatible for remote monitoring and management right out of the box! Use the RackLink Discovery Tool on your on PC, Apple or Android devices and connect directly to the UPS.</li><li><b>Pure Power. </b>All NEXSYS Online Double Conversion UPSs have a Pure Sine Wave output providing the cleanest power to your connected equipment, especially the most sensitive equipment</li><li><b>No time to wait.&nbsp;</b>Absolute zero transfer time because the connected equipment is ALWAYS powered from the battery. Keep in mind, that batteries in Online UPSs do need to be replaced more frequently, but NEXSYS will give you the heads up when that time comes.</li><li><b>"NEXSYS, alert me when...".&nbsp;</b>Set reminders or notifications for things like battery replacement, etc. via email or on the UPS</li><li><b>Swap it like it's hot. </b>Hot-swappable battery from the front access panel for easy service without disrupting the system</li></ul>
UPS | Middle Atlantic | UPX-RLNK-OL1500R-8 | 1500VA 120V OL UPS RLNK OUTLET CONTROL | 4645 | 4180.5 | [8 empty] | 656747397875 | Y | 0 |  | https://assetserver.net/_assets/middle atlantic/pdf/upxrlnkol1500r8-spec.pdf |  | CN-China | Power | UPS |  |  | 0
UPS | Middle Atlantic | UPX-RLNK-OL2000R-8 | 2000VA 120V OL UPS RLNK OUTLET CONTROL | 6233 | 5609.7 | 3 | 2 | [5 empty] | 1 | 656747397899 | Y | 30 | https://assetserver.net/_assets/middle atlantic/1000/upxrlnkol2000r8.jpg | https://assetserver.net/_assets/middle atlantic/pdf/upxrlnkol2000r8-spec.pdf |  | CN | Power | UPS |  |  | 0 | 2000VA, 20 Amp, 8 Outlets with Individual Control | An Out-of-Box(y) Experience.Everything is assembled and connected right from the factory saving you time during your installations | Rack ears are pre-installed with the “4-Post” mounting brackets ready to be rack mounted even if you have a 3rd pair of rackrail, The battery is already connected so just plug it in | Customization is a Breeze. The NEXSYS Power Management Software on your PC allows you to customize and configure various settings and notifications if you don’t like our default settings - we won’t be offended | The IEC Input allows for better cable management of the power cord if shorter or longer cords are required - All UPSs include a 6’ (1.8m) IEC power cord |  | NEXSYS is built on a promise that we’ve kept for over two decades – more than half the life of the company – that our power products are designed, engineered, and built for AV. It’s one thing to say it, it’s another thing to prove it. And our NEXSYS Line Interactive UPSs prove it, we promise. They are built with premium components to keep your AV systems running as smoothly as you’d expect. Designed specifically for AV professionals, RackLink Cloud provides an intuitive and centralized interface for device-level control. Seamlessly manage and monitor all your NEXSYS UPSs and unlock new levels of efficiency, control, customer satisfaction, and revenue streams. Have the confidence that our modules and plug-ins are developed and backed by Control Concepts, the premier software developer for the AV industry.
UPS | Middle Atlantic | UPX-RLNK-OL3000R-2 | 3000VA 120V OL UPS RLNK BANK CONTROL | 6844 | 6159.6 | [8 empty] | 656747397905 | N | 75.6 | https://assetserver.net/_assets/middle atlantic/1000/upxrlnkol3000r2.jpg | https://assetserver.net/_assets/middle atlantic/pdf/upxrlnkol3000r2-spec.pdf |  | CN | Power | UPS |  |  | 0 | 7 Outlets with Bank Control (2) outlet banks (top and bottom) with 3 outlets each (6) NEMA 5-20R outlets (1) NEMA L5-30R not controlled but always on when UPS is turned on | 3000VA and 30 Amp | An Out-of-Box(y) Experience. Everything is assembled and connected right from the factory saving you time during your installations | Rack ears are pre-installed with the “4-Post” mounting brackets ready to be rack mounted even if you have a 3rd pair of rackrail | The battery is already connected so just plug it in | 33.500 x 23.500 x 8.000 | NEXSYS is built on a promise that we’ve kept for over two decades – more than half the life of the company – that our power products are designed, engineered, and built for AV. It’s one thing to say it, it’s another thing to prove it. And our NEXSYS Online UPSs prove it, we promise. They are built with premium components to keep your AV systems running as smoothly as you’d expect.
Power Distribution | Middle Atlantic | FWD-LT-UTL-35-40-D | FWD, LIGHTS W/ DIM & SENSOR, 35-40U,DUAL | 501 | 450.9 | [8 empty] | 656747384462 | Y | 15 | https://assetserver.net/_assets/middle atlantic/1000/fwdltutl3540d.jpg |  | https://assetserver.net/_assets/_prop65/prop65 label.jpg | US-United States | Power | Power Distribution |  |  | 0 | Bulb/Tube Type: LED | Maximum Bulb/Tube Power: 12 W | Light Color: Bright White | Light Output: 2220 lm | Mount Type: Rail-mountable | 77.000 x 5.000 x 5.000 | Full enclosure height utility light with IR sensor and dimmer. You no longer need to choose between servicing a black rack in a dark room or working one handed as you juggle a flashlight. Simply add Forward Utility Lighting to your BGR.Forward Utility Lighting illuminates the full height of the enclosure with bright white light at an optimal angle for unmatched visibility that will allow you to get the job done in a fraction of the time because, now you can see.If you think you're swapping service convenience for pain of installation- think again. Forward Lighting- like all Forward accessories- mounts without hardware. See the difference in seconds.
Power Distribution | Middle Atlantic | FWD-LT-UTL-41-42-D | FWD, LIGHTS W/ DIM & SENSOR, 41-42U,DUAL | 550 | 495 | [8 empty] | 656747384479 | Y | 0 | https://assetserver.net/_assets/middle atlantic/1000/fwdltutl4142d.jpg | https://assetserver.net/_assets/middle atlantic/pdf/fwdltutl4142d-spec.pdf | https://assetserver.net/_assets/_prop65/ca prop 65 short form label.jpg |  | Power | Power Distribution |  |  | 0 | Bulb/Tube Type: LED | Maximum Bulb/Tube Power: 12 W | Light Color: Bright White | Light Output: 2220 lm | Mount Type: Rail-mountable |  | You no longer need to choose between servicing a black rack in a dark room or working one handed as you juggle a flashlight. Simply add Forward Utility Lighting to your BGR. Forward Utility Lighting illuminates the full height of the enclosure with bright white light at an optimal angle for unmatched visibility that will allow you to get the job done in a fraction of the time because, now you can see. If you think you’re swapping service convenience for pain of installation- think again. Forward Lighting- like all Forward accessories- mounts without hardware. See the difference in seconds.
Power Distribution | Middle Atlantic | LP-41100 | Network Metered ZeroRU PDU, 15A, 120V, 10 Outlet, TAA compliant | 1232 | 1108.8 | [8 empty] | 662875015192 | Y | 6.84 | https://assetserver.net/_assets/middle atlantic/1000/lp41100.jpg | https://assetserver.net/_assets/middle atlantic/pdf/lp41100-spec.pdf | https://assetserver.net/_assets/_prop65/prop65 label.jpg | TW-Taiwan | Power | Power Distribution |  |  | 0 | PDU Type: Metered | Plug/Connector Type: NEMA 5-15P | Receptacle Type: NEMA 5-20R | Receptacle Detail: 10 x NEMA 5-20R | Input Current: 12 A |  | Network Metered PDUs enable line level power metering in real time. Allowing remote monitoring of the load level, custom notifications and user specified conditions. Each Network Metered PDU provides visibility and reporting of power usage on the PDUs Color LCD screen and to tablets, smart phones, or computers from nearly anywhere.
Power Distribution | Middle Atlantic | LP-41110 | Network Metered 1RU PDU, 15A, 120V, 8 Outlet, TAA compliant | 1176 | 1058.4 | [8 empty] | 662875015130 | Y | 5.25 | https://assetserver.net/_assets/middle atlantic/1000/lp41110.jpg | https://assetserver.net/_assets/middle atlantic/pdf/lp41110-spec.pdf | https://assetserver.net/_assets/_prop65/prop65 label.jpg | TW-Taiwan | Power | Power Distribution |  |  | 0 | PDU Type: Metered | Plug/Connector Type: NEMA 5-15P | Receptacle Type: NEMA 5-20R | Receptacle Detail: 8 x NEMA 5-20R | Input Current: 12 A |  | Network Metered PDUs enable line level power metering in real time. Allowing remote monitoring of the load level, custom notifications and user specified conditions. Each Network Metered PDU provides visibility and reporting of power usage on the PDUs Color LCD screen and to tablets, smart phones, or computers from nearly anywhere.
Power Distribution | Middle Atlantic | LP-41200 | Network Metered ZeroRU PDU, 15A, 120V, 24 Outlet, TAA compliant | 1456 | 1310.4 | [8 empty] | 662875015208 | Y | 10 | https://assetserver.net/_assets/middle atlantic/1000/lp41200.jpg | https://assetserver.net/_assets/middle atlantic/pdf/lp41200-spec.pdf | https://assetserver.net/_assets/_prop65/prop65 label.jpg | TW | Power | Power Distribution |  |  | 0 | PDU Type: Metered | Plug/Connector Type: NEMA L5-20P | Receptacle Type: NEMA 5-20R | Receptacle Detail: 24 x NEMA 5-20R | Input Current: 16 A | 60.000 x 11.000 x 5.000 | Network Metered PDUs enable line level power metering in real time. Allowing remote monitoring of the load level, custom notifications and user specified conditions. Each Network Metered PDU provides visibility and reporting of power usage on the PDUs Color LCD screen and to tablets, smart phones, or computers from nearly anywhere.
Power Distribution | Middle Atlantic | LP-41210 | Network Metered 1RU PDU, 20A, 120V, 8 Outlet, TAA compliant | 1288 | 1159.2 | [8 empty] | 662875015147 | Y | 9.96 | https://assetserver.net/_assets/middle atlantic/1000/lp41210.jpg | https://assetserver.net/_assets/middle atlantic/pdf/lp41210-spec.pdf | https://assetserver.net/_assets/_prop65/prop65 label.jpg | TW-Taiwan | Power | Power Distribution |  |  | 0 | PDU Type: Metered | Plug/Connector Type: NEMA L5-20P | Receptacle Type: NEMA 5-20R | Receptacle Detail: 8 x NEMA 5-20R | Input Current: 16 A |  | Network Metered PDUs enable line level power metering in real time. Allowing remote monitoring of the load level, custom notifications and user specified conditions. Each Network Metered PDU provides visibility and reporting of power usage on the PDUs Color LCD screen and to tablets, smart phones, or computers from nearly anywhere.
Power Distribution | Middle Atlantic | LP-41300 | Network Metered ZeroRU PDU, 30A, 120V, 24 Outlet, TAA compliant | 1680 | 1512 | [8 empty] | 662875015215 | Y | 11.44 | https://assetserver.net/_assets/middle atlantic/1000/lp41300.jpg | https://assetserver.net/_assets/middle atlantic/pdf/lp41300-spec.pdf | https://assetserver.net/_assets/_prop65/prop65 label.jpg | TW-Taiwan | Power | Power Distribution |  |  | 0 | PDU Type: Metered | Plug/Connector Type: NEMA L5-30P | Receptacle Type: NEMA 5-20R | Receptacle Detail: 24 x NEMA 5-20R | Input Current: 24 A |  | Network Metered PDUs enable line level power metering in real time. Allowing remote monitoring of the load level, custom notifications and user specified conditions. Each Network Metered PDU provides visibility and reporting of power usage on the PDUs Color LCD screen and to tablets, smart phones, or computers from nearly anywhere.
Power Distribution | Middle Atlantic | LP-42201 | Network Metered ZeroRU PDU, 20A, 208V, 20 Outlet, TAA compliant | 1680 | 1512 | [8 empty] | 662875015246 | Y | 9.58 | https://assetserver.net/_assets/middle atlantic/1000/lp42201.jpg | https://assetserver.net/_assets/middle atlantic/pdf/lp42201-spec.pdf | https://assetserver.net/_assets/_prop65/prop65 label.jpg | TW-Taiwan | Power | Power Distribution |  |  | 0 | PDU Type: Metered | Plug/Connector Type: NEMA L6-20P | Receptacle Type: IEC 60320 C13 | Receptacle Type: IEC 60320 C19 | Receptacle Detail: 18 x IEC 60320 C13 |  | Network Metered PDUs enable line level power metering in real time. Allowing remote monitoring of the load level, custom notifications and user specified conditions. Each Network Metered PDU provides visibility and reporting of power usage on the PDUs Color LCD screen and to tablets, smart phones, or computers from nearly anywhere.
Power Distribution | Middle Atlantic | LP-42300 | Network Metered ZeroRU PDU, 30A, 208V, 42 Outlet, TAA compliant | 2016 | 1814.4 | [8 empty] | 662875015253 | Y | 12.44 | https://assetserver.net/_assets/middle atlantic/1000/lp42300.jpg | https://assetserver.net/_assets/middle atlantic/pdf/lp42300-spec.pdf | https://assetserver.net/_assets/_prop65/prop65 label.jpg | TW-Taiwan | Power | Power Distribution |  |  | 0 | PDU Type: Metered | Plug/Connector Type: NEMA L6-30P | Receptacle Type: IEC 60320 C13 | Receptacle Type: IEC 60320 C19 | Receptacle Detail: 36 x IEC 60320 C13 |  | Network Metered PDUs enable line level power metering in real time. Allowing remote monitoring of the load level, custom notifications and user specified conditions. Each Network Metered PDU provides visibility and reporting of power usage on the PDUs Color LCD screen and to tablets, smart phones, or computers from nearly anywhere.
Power Distribution | Middle Atlantic | LP-61100 | Network Switched ZeroRU PDU, 15A, 120V, 8 Outlet, TAA compliant | 1456 | 1310.4 | [8 empty] | 662875015260 | Y | 7 | https://assetserver.net/_assets/middle atlantic/1000/lp61100.jpg | https://assetserver.net/_assets/middle atlantic/pdf/lp61100-spec.pdf | https://assetserver.net/_assets/_prop65/prop65 label.jpg | TW | Power | Power Distribution |  |  | 0 | PDU Type: Switched | Plug/Connector Type: NEMA 5-15P | Receptacle Type: NEMA 5-20R | Receptacle Detail: 8 x NEMA 5-20R | Input Current: 12 A |  | Network Switched PDUs enable individual outlet power cycling, power sequencing, and load monitoring. This control can be accessed locally or remotely. A single portal view provides visibility and control of power usage and available capacity.
Power Distribution | Middle Atlantic | LP-61110 | Network Switched 1RU PDU, 15A, 120V, 8 Outlet, TAA compliant | 1400 | 1260 | [8 empty] | 662875015291 | Y | 6 | https://assetserver.net/_assets/middle atlantic/1000/lp61110.jpg | https://assetserver.net/_assets/middle atlantic/pdf/lp61110-spec.pdf | https://assetserver.net/_assets/_prop65/prop65 label.jpg | TW | Power | Power Distribution |  |  | 0 | PDU Type: Switched | Plug/Connector Type: NEMA 5-15P | Receptacle Type: NEMA 5-20R | Receptacle Detail: 8 x NEMA 5-20R | Input Current: 12 A |  | Network Switched PDUs enable individual outlet power cycling, power sequencing, and load monitoring. This control can be accessed locally or remotely. A single portal view provides visibility and control of power usage and available capacity.
Power Distribution | Middle Atlantic | LP-61200 | Network Switched ZeroRU PDU, 20A, 120V, 24 Outlet, TAA compliant | 2128 | 1915.2 | 2 |  |  |  | 2 |  |  |  | 662875015444 | Y | 11.9 | https://assetserver.net/_assets/middle atlantic/1000/lp61200.jpg | https://assetserver.net/_assets/middle atlantic/pdf/lp61200-spec.pdf | https://assetserver.net/_assets/_prop65/prop65 label.jpg | TW | Power | Power Distribution |  |  | 0 | PDU Type: Switched | Plug/Connector Type: NEMA L5-20P | Receptacle Type: NEMA 5-20R | Receptacle Detail: 24 x NEMA 5-20R | Input Current: 16 A | 1.000 x 1.000 x 1.000 | Network Switched PDUs enable individual outlet power cycling, power sequencing, and load monitoring. This control can be accessed locally or remotely. A single portal view provides visibility and control of power usage and available capacity.
Power Distribution | Middle Atlantic | LP-61210 | Network Switched 1RU PDU, 20A, 120V, 8 Outlet, TAA compliant | 1512 | 1360.8 | [8 empty] | 662875015307 | Y | 6.22 | https://assetserver.net/_assets/middle atlantic/1000/lp61210.jpg | https://assetserver.net/_assets/middle atlantic/pdf/lp61210-spec.pdf | https://assetserver.net/_assets/_prop65/prop65 label.jpg | TW-Taiwan | Power | Power Distribution |  |  | 0 | PDU Type: Switched | Plug/Connector Type: NEMA L5-20P | Receptacle Type: NEMA 5-20R | Receptacle Detail: 8 x NEMA 5-20R | Input Current: 16 A | 20.500 x 9.250 x 5.500 | Network Switched PDUs enable individual outlet power cycling, power sequencing, and load monitoring. This control can be accessed locally or remotely. A single portal view provides visibility and control of power usage and available capacity.
Power Distribution | Middle Atlantic | LP-61300 | Network Switched ZeroRU PDU, 30A, 120V, 24 Outlet, TAA compliant | 2352 | 2116.8 | [8 empty] | 662875015598 | Y | 13.44 | https://assetserver.net/_assets/middle atlantic/1000/lp61300.jpg | https://assetserver.net/_assets/middle atlantic/pdf/lp61300-spec.pdf | https://assetserver.net/_assets/_prop65/prop65 label.jpg | TW-Taiwan | Power | Power Distribution |  |  | 0 | PDU Type: Switched | Plug/Connector Type: NEMA L5-30P | Receptacle Type: NEMA 5-20R | Receptacle Detail: 24 x NEMA 5-20R | Input Current: 24 A |  | Network Switched PDUs enable individual outlet power cycling, power sequencing, and load monitoring. This control can be accessed locally or remotely. A single portal view provides visibility and control of power usage and available capacity.
Power Distribution | Middle Atlantic | LP-62201 | Network Switched ZeroRU PDU, 20A, 208V, 24 Outlet, TAA compliant | 2352 | 2116.8 | [8 empty] | 662875015628 | Y | 7.72 | https://assetserver.net/_assets/middle atlantic/1000/lp62201.jpg | https://assetserver.net/_assets/middle atlantic/pdf/lp62201-spec.pdf | https://assetserver.net/_assets/_prop65/prop65 label.jpg | TW-Taiwan | Power | Power Distribution |  |  | 0 | PDU Type: Switched | Plug/Connector Type: NEMA L6-20P | Receptacle Type: IEC 60320 C13 | Receptacle Type: IEC 60320 C19 | Receptacle Detail: 21 x IEC 60320 C13 |  | Network Switched PDUs enable individual outlet power cycling, power sequencing, and load monitoring. This control can be accessed locally or remotely. A single portal view provides visibility and control of power usage and available capacity.
Power Distribution | Middle Atlantic | LP-62300 | Network Switched ZeroRU PDU, 30A, 208V, 24 Outlet, TAA compliant | 2688 | 2419.2 | 7 |  |  | 7 |  |  |  |  | 662875015680 | Y | 14.78 | https://assetserver.net/_assets/middle atlantic/1000/lp62300.jpg | https://assetserver.net/_assets/middle atlantic/pdf/lp62300-spec.pdf | https://assetserver.net/_assets/_prop65/prop65 label.jpg | TW-Taiwan | Power | Power Distribution |  |  | 0 | PDU Type: Switched | Plug/Connector Type: NEMA L6-30P | Receptacle Type: IEC 60320 C13 | Receptacle Type: IEC 60320 C19 | Receptacle Detail: 21 x IEC 60320 C13 | 81.000 x 11.000 x 4.000 | Network Switched PDUs enable individual outlet power cycling, power sequencing, and load monitoring. This control can be accessed locally or remotely. A single portal view provides visibility and control of power usage and available capacity.
Power Distribution | Middle Atlantic | PD-2015R-NS | 20OUT,15A,MULTIMNT,CORD | 370 | 333 | [8 empty] | 656747105319 | Y | 6.23 | https://assetserver.net/_assets/middle atlantic/1000/pd2015rns.jpg |  | https://assetserver.net/_assets/_prop65/shortform cancerandreprod_midat.jpg | CN-China | Power | Power Distribution |  |  | 0 | Receptacles: 20 | Cord Length: 9 ft | Circuit Breaker: Yes | Form Factor: Rack-mountable | Limited Warranty: 3 Year | 21.750 x 10.000 x 4.000 | Designed to optimize space and efficiency in power management, the new single circuit, 15 Amp rackmount power distribution system provides up to 20 total outlets within a shallow depth.
Power Distribution | Middle Atlantic | PD-2415SC-NS | 24 OUTLET, 1X15A CIRC. W/CORD | 318 | 286.2 | 1 | [6 empty] | 1 | 656747040221 | Y | 4.55 |  |  | https://assetserver.net/_assets/_prop65/shortform cancerandreprod_midat.jpg | CN-China | Power | Power Distribution |  |  | 0 | Plug/Connector Type: NEMA 5-15P | Receptacles: 24 x NEMA 5-15R | Cord Length: 10 ft | Circuit Breaker: Yes | Height: 60" | 63.000 x 4.000 x 2.500 | The Select Series PD Slim High Density Vertical Power Strips are the ideal solution for racks filled with power-hungry equipment. The high density of outlets in each strip ensures that every piece of equipment receives the power it requires. The power strip is mounted vertically and unobtrusively in the back of the rack, leaving ample space for other essential equipment. The lightweight, slim design of the power strip allows installers to provide as many outlets as possible while taking up minimal vertical space. The rack mounted power strip has 15 Amps, 24 Outlets, and a 10ft SignalSAFE power cord. The mounting hardware is included and takes no time to snap the PDU on to the side of the rack. The attached SignalSAFE power cord minimizes potential interference from AC magnetic fields from other equipment in the rack. Overall, with the Select Series PD Slim High Density Vertical Power Strips, finding space for power in your rack is the least of your worries. You can plug it in, feel confident, and simply focus on creating an amazing AV experience.
Power Distribution | Middle Atlantic | PD-915R | 9OUT,15A,RCKMNT POWER CENTER | 248 | 223.2 | 10 | 10 | [6 empty] | 656747012587 | Y | 8.4 |  |  | https://assetserver.net/_assets/_prop65/shortform cancerandreprod_midat.jpg | CN-China | Power | Power Distribution |  |  | 0 | Plug/Connector Type: NEMA 5-15P | Receptacles: 9 x NEMA 5-15R | Cord Length: 9 ft | Input Voltage: 120 V AC | Maximum Input Current: 15 A | 14.000 x 22.000 x 4.000 | Power your rack with the power distribution unit designed specifically for AV applications. From just one rack mounted power distribution unit you can protect all your devices from surges and provide EMI filtering. Plug it in, feel confident, and simply focus on creating an amazing AV experience. 15 Amps & 9 Outlet rack PDU. 9ft SignalSAFE power cord. Keep your rack organized and cables easy to manage. The extended chassis depth is designed to make it easy to plug in equipment. No more struggling to reach the plug in the rack. Protect your equipment. Basic surge protection. Built in EMI filtering. Line to neutral surge protection ensures the ground is not contaminated. This rack mounted PDU occupies only one rackspace. The attached SignalSAFE power cord minimizes potential interference from AC magnetic fields from other equipment in the rack. No switch on the front of this PDU to keep other's hands off. A light indicates whether PDU is receiving power or not.
Power Distribution | Middle Atlantic | PDC-915R-6 | 9OUT 15A 2STAGE NTFY CTRL | 514 | 462.6 | [8 empty] | 656747125706 | Y | 5 |  |  | https://assetserver.net/_assets/_prop65/shortform cancerandreprod_midat.jpg | US | Power | Power Distribution |  |  | 0 | Rear distribution outlets with one front convenience outlet | Includes six controlled outlets on rear (dry contact control) | Includes surge and spike protection, with notification | Occupies one rackspace | 9 foot cord, with front power switch | 21.500 x 13.250 x 3.500
Power Distribution | Middle Atlantic | PD-DC-200-5V | DC PWR DIST200W5V | 1500 | 1350 | [8 empty] | 656747347351 | Y | 8.1 | https://assetserver.net/_assets/middle atlantic/1000/pddc2005v.jpg |  | https://assetserver.net/_assets/_prop65/prop65 label.jpg | CN-China | Power | Power Distribution |  |  | 0 | Receptacle Detail: 24 | Protection Type: Overload Protection | Protection Type: Surge Protection | Input Voltage: 120 V AC | Input Voltage: 230 V AC | 18.500 x 4.375 x 12.000 | Optimize any installation with the industry-leading power capacity of the fixed voltage, DC Power Distribution line. These solutions not only remove messy, space-consuming, unreliable wall warts and other power clutter from the design, but also provide maximum power to support a multitude of 5V devices. The 200W unit provides high current capacity to an extensive number of 5V outputs, maximizing the same voltage in the single unit. The multi-mount design can be installed in an available 1RU space or at the back or side of the rack for zero-U mounting, providing ultimate installation flexibility. Promoting enhanced design of system power demands, while still providing a seamless install experience, the 200W DC Power Distribution line is innovatively engineered for multiple applications spanning markets from North America to Europe.
Power Distribution | Middle Atlantic | PDLT-815RV-RN | 8 OUTLET,15A,RACKMOUNT POWER/LIGHT | 672 | 604.8 | [8 empty] | 656747073083 | Y | 12.1 |  |  | https://assetserver.net/_assets/_prop65/shortform cancerandreprod_midat.jpg | CN-China | Power | Power Distribution |  |  | 0 | Plug/Connector Type: NEMA 5-15P | Receptacle Type: NEMA 5-15R | Receptacle Detail: 8 x NEMA 5-15R | Protection Type: Spike Protection | Protection Type: Surge Protection | 35.000 x 22.000 x 13.500 | The Middle Atlantic PDLT-815RV-RN combines power distribution and lighting in a convenient one-space package. It features retractable front lights that illuminate rack components, ensuring visibility and ease of use. The unit includes surge protection that will not pass noise to ground, maintaining the integrity of your equipment. Additionally, it comes with two rear USB power ports designed to power LT-GN series work lights, making it a versatile and practical solution for your power and lighting needs.
Power Distribution | Middle Atlantic | PDS-615R | 6OUT SEQUENCED 1X15A POWER | 966 | 869.4 | [8 empty] | 656747012679 | Y | 9.24 |  |  | https://assetserver.net/_assets/_prop65/shortform cancerandreprod_midat.jpg | CN-China | Power | Power Distribution |  |  | 0 | Plug/Connector Type: NEMA 5-15P | Receptacle Type: NEMA 5-15R | Receptacle Detail: 6 x NEMA 5-15R | Input Voltage: 120 V AC | Output Voltage: 115 V AC | 21.750 x 13.500 x 3.500 | The Middle Atlantic PDS-615R is an excellent power distribution unit that provides built-in sequencing functions, which saves space and makes it easier to manage power distribution in your setup. This unit provides 6-step sequencing to 6 rear outlets, allowing you to turn on and off your devices in a specific order to avoid overloading your circuit. Additionally, the PDS-615R allows daisy-chaining up to 3 sequencers to act together, providing even more control over your power distribution. The intervals are adjustable, making it easy to customize your setup to your specific needs. The PDS-615R also features remote triggering and notifications, allowing you to control it from a distance and receive updates on its status. The power distribution unit comes equipped with a 9ft SignalSAFE power cord, which minimizes potential interference from AC magnetic fields from other equipment in the rack. Overall, the Middle Atlantic PDS-615R is an excellent choice for those who want to save space and customize their power distribution setup.
Power Distribution | Middle Atlantic | RLNK-910R-IEC-NS | Select Series PDU with RackLink CE Rated, 9 Outlet | 795 | 715.5 | [8 empty] | 656747402432 | Y | 10 |  | https://assetserver.net/_assets/middle atlantic/pdf/rlnk910riecns-spec.pdf | https://assetserver.net/_assets/_prop65/ca prop 65 short form label.jpg | CN-China | Power | Power Distribution |  |  | 0 | RackLink is international | The control you need to maintain the uptime of your equipment | Manage the start-up or shut down of your equipment | Fast and easy commissioning | Automate it and fugetaboutit | 22.000 x 13.500 x 4.000 | Monitor your power anytime, anywhere, and even automatically. Select Series PDUs with RackLink creates a simple and cost-effective solution that puts intelligent control of power distribution at your fingertips, wherever you are. The applications are endless - RackLink allows you to manage everything from a network of digital signage installs, to a building full of conference rooms, to an entire campus of classrooms - all from your device. Plug it in, feel confident, and simply focus on creating an amazing AV experience.
Power Distribution | Middle Atlantic | RLNK-915R | 15A,9 OUTLET,IP CONTROLLED RACKMOUNT POWER | 795 | 715.5 | 3 | 3 | [6 empty] | 656747275319 | Y | 8.5 | https://assetserver.net/_assets/middle atlantic/1000/rlnk915r.jpg | https://assetserver.net/_assets/middle atlantic/pdf/rlnk915r-spec.pdf | https://assetserver.net/_assets/_prop65/shortform cancerandreprod_midat.jpg | CN-China | Power | Power Distribution |  |  | 0 | Individual IP outlet control of up to 8 outlets (9 outlets total) | Control start-up or shut-down with remote sequencing | Easy set-up and control through RackLink user interface | Multiple IP autoping and recovery ensuring optimal system functionality | MOV surge and spike protection | 21.500 x 13.250 x 3.750 | Select Series Rack Mount PDU with RackLink&trade; Series power management products shall be Middle Atlantic Products model # RLNK-915R. Select Series Rack Mount PDU with RackLink power products shall be 1.735"H x 17.36"W x 9.67"D. Select Series Rack Mount PDU with RackLink shall have a 15 amp power capacity. Select Series Rack Mount PDU with RackLink shall provide MOV surge and spike protection. Select Series Rack Mount PDU with RackLink shall provide 9 total outlets, 8 of which shall be individually controllable. Select Series Rack Mount PDU with RackLink shall provide sequencing. Select Series Rack Mount PDU with RackLink shall include a 9' power cord. Select Series Rack Mount PDU with RackLink shall monitor specific remote IP devices and services and shall automatically reboot an unresponsive network device and provide alerts via e-mail. Select Series Rack Mount PDU with RackLink shall allow local export of log files in CSV format, and shall allow log files to be extracted to 3rd party databases via IP. Select Series Rack Mount PDU with RackLink shall include an integrated web server for browser-based access and control. Select Series Rack Mount PDU with RackLink shall utilize an open-architecture serial communications protocol that is cloud compliant without being cloud dependent, and provide an API for seamless integration into any IP based architecture. Select Series Rack Mount PDU with RackLink shall be fully compliant with any control system or aggregator. Select Series Rack Mount PDU with RackLink shall be constructed of phosphate pre-treated steel with a black powdercoat finish. Select Series Rack Mount PDU with RackLink shall meet the EU RoHS Directive 2011/65/EU. Select Series Rack Mount PDU with RackLink shall be manufactured by an ISO 9001 and ISO 14001 registered company. Select Series Rack Mount PDU with RackLink shall be warrantied to be free from defects in materials and workmanship under normal use and conditions for a period of 3 years. Select Series Rack Mount PDU with RackLink shall be listed to UL standard 60950-1 in US and to CAN/CSA C22.2 #60950-1 in Canada and FCC Part 15, Class B.
Power Distribution | Middle Atlantic | RLNK-920R | Select Series PDU with RackLink, 9 Outlet 20A | 856 | 770.4 | 4 |  |  |  | 1 |  |  | 3 | 656747395505 | Y | 11.1 |  | https://assetserver.net/_assets/middle atlantic/pdf/rlnk920r-spec.pdf | https://assetserver.net/_assets/_prop65/ca prop 65 short form label.jpg | CN | Power | Power Distribution |  |  | 0 | 20 Amps | 9 Outlets | The control you need to maintain the uptime of your equipment. After you go through the easy set-up of the RackLink™ user interface, you’ll have individual IP outlet control for 4 outlets. | Manage the start-up or shut down of your equipment. | Protect your equipment | 22.000 x 13.500 x 4.000 | Monitor your power anytime, anywhere, and even automatically. Select Series PDUs with RackLink™ creates a simple and cost effective solution that puts intelligent control of power distribution at your fingertips, wherever you are. The applications are endless - RackLink™ allows you to manage everything from a network of digital signage installs, to a building full of conference rooms, to an entire campus of classrooms - all from your device. Plug it in, feel confident, and simply focus on creating an amazing AV experience.
Power Distribution | Middle Atlantic | RLNK-P420 | Premium+ PDU with RackLink | 1512 | 1360.8 | [8 empty] | 656747363351 | Y | 6.5 | https://assetserver.net/_assets/middle atlantic/1000/rlnkp420.jpg |  | https://assetserver.net/_assets/_prop65/prop65 label.jpg | CN-China | Power | Power Distribution |  |  | 0 | Receptacle Type: NEMA 5-20R | Receptacle Detail: 4 x NEMA 5-20R | Protection Type: Surge Protection | Protection Type: Spike Protection | Input Voltage: 120 V AC |  | More than power distribution, thePremium+ PDUwithRackLink#8482;is the most advanced - yet simplest - to use IP control solution for Remote System Management in the industry. Developed around a platform that has been proven on the most secure networks in the world, this next-generation power distribution unit provides unmatched monitoring, control, logging, security and power protection capabilities available for demanding AV applications. The RackLink#8482; technology allows you to control locally or virtually through 3rd party AV control systems, cloud platforms and SNMP for flexible management that is smarter, faster and reduces service costs.
Power Distribution | Middle Atlantic | RLNK-P915R-SP | Premium+ PDU with RackLink | 2576 | 2318.4 | [8 empty] | 656747321603 | Y | 13 | https://assetserver.net/_assets/middle atlantic/1000/rlnkp915rsp.jpg | https://assetserver.net/_assets/middle atlantic/pdf/rlnkp915rsp-spec.pdf | https://assetserver.net/_assets/_prop65/prop65 label.jpg | US | Power | Power Distribution |  |  | 0 | Receptacle Type: NEMA 5-15R | Receptacle Detail: 9 x NEMA 5-15R | Protection Type: Surge Protection | Protection Type: Over Voltage | Protection Type: Noise | 20.500 x 15.500 x 3.750 | More than power distribution, thePremium+ PDUwithRackLink#8482;is the most advanced - yet simplest - to use IP control solution for Remote System Management in the industry. Developed around a platform that has been proven on the most secure networks in the world, this next-generation power distribution unit provides unmatched monitoring, control, logging, security and power protection capabilities available for demanding AV applications. The RackLink#8482; technology allows you to control locally or virtually through 3rd party AV control systems, cloud platforms and SNMP for flexible management that is smarter, faster and reduces service costs.
Power Distribution | Middle Atlantic | RLNK-P920R | Premium+ PDU with RackLink 9 outlet, 20A, 2-stage surge | 2128 | 1915.2 | [8 empty] | 656747321610 | Y | 13 | https://assetserver.net/_assets/middle atlantic/1000/rlnkp920r.jpg |  | https://assetserver.net/_assets/_prop65/prop65 label.jpg | CN-China | Power | Power Distribution |  |  | 0 | Receptacle Type: NEMA 5-20R | Receptacle Detail: 9 x NEMA 5-20R | Protection Type: Surge Protection | Protection Type: Spike Protection | Input Voltage: 120 V AC | 21.000 x 15.000 x 3.500 | <p>Premium+ Rack Mount PDU with RackLink&trade; Series power management products shall be Middle Atlantic Products model # RLNK-P920R. Premium+ Rack Mount PDU with RackLink&trade; power products shall be 1.75"H x 19"W x 9.83"D. Premium+ Rack Mount PDU with RackLink&trade; shall have a 20 amp power capacity. Premium+ Rack Mount PDU with RackLink&trade; shall provide two-stage MOV Series surge and spike protection. Premium+ Rack Mount PDU with RackLink&trade; shall provide 9 total outlets, 8 of which shall be individually controllable. Premium+ Rack Mount PDU with RackLink&trade; shall include a 9' power cord. Premium+ Rack Mount PDU with RackLink&trade; shall monitor specific remote IP devices and services and shall automatically reboot an unresponsive network device and provide alerts via e-mail. Premium+ Rack Mount PDU with RackLink&trade; shall allow local export of log files in CSV format, and shall allow log files to be extracted to 3rd party databases via IP. Premium+ Rack Mount PDU with RackLink&trade; shall include an integrated web server for browser-based access and control. Premium+ Rack Mount PDU with RackLink&trade; shall support the SNMP, SSL/TLS/SSH, SMTP, NTP, DDNS, Cloud, CLI TCIP/IP/USB RS-232, HTTPS, HTTP, HyperTerminal, and Telnet communication protocols. Premium+ Rack Mount PDU with RackLink&trade; shall support up to 32 external sensors. Premium+ Rack Mount PDU with RackLink&trade; shall be Wi-Fi capable. Premium+ Rack Mount PDU with RackLink&trade; shall have an LCD Display. Premium+ Rack Mount PDU with RackLink&trade; shall support the Internet Explorer 11, Windows Edge, Firefox 25 and later, Safari (MAC) Google Chrome, Android, and iOS web browsers. Premium+ Rack Mount PDU with RackLink&trade; shall utilize an open-architecture serial communications protocol that is cloud compliant without being cloud dependent, and provide an API for seamless integration into any IP based architecture. Premium+ Rack Mount PDU with RackLink&trade; shall be fully compliant with any control system or aggregator. Premium+ Rack Mount PDU with RackLink&trade; shall be constructed of phosphate pre-treated steel with a black powdercoat finish. Premium+ Rack Mount PDU with RackLink&trade; shall meet the EU RoHS Directive 2011/65/EU. Premium+ Rack Mount PDU with RackLink&trade; shall be manufactured by an ISO 9001 and ISO 14001 registered company. Premium+ Rack Mount PDU with RackLink&trade; shall be warrantied to be free from defects in materials and workmanship under normal use and conditions for a period of 3 years. Premium+ Rack Mount PDU with RackLink&trade; shall be listed to UL standard 60950-1 in US and to CAN/CSA C22.2 #60950-1 in Canada and FCC Part 15, Class B.</p>
Power Distribution | Middle Atlantic | RLNK-TEMP | Premium PDU with Racklink Temp Sensor | 140 | 126 | [8 empty] | 656747363306 | Y | 1 |  |  | https://assetserver.net/_assets/_prop65/prop65 label.jpg | US | Power | Power Distribution |  |  | 0 | Monitors temperature and humidity in your AV system environmen | Daisy-chain up to 32 sensors for limitless design | Monitor multiple components, multiple location monitoring in the enclosure or full ecosystem monitoring | 13ft (4m) cable | Range: -25C to +75C, 0% RH to 100% RH | 1.000 x 3.000 x 1.000 | <p>More than power distribution, the Premium+ PDU is the most advanced - yet simplest - to use IP control solution for Remote System Management in the industry. Developed around a platform that has been proven on the most secure networks in the world, this next-generation power distribution unit provides unmatched monitoring, control, logging, security and power protection capabilities available for demanding AV applications. The RackLink&trade;; technology allows you to control locally or virtually through 3rd party AV control systems, cloud platforms and SNMP for flexible management that is smarter, faster and reduces service costs. </p> <ul> <li>Monitors temperature and humidity in your AV system environment </li> <li>Connect multiple environmental sensors to monitor the temperature and humidity and alert potential threats that could cause system downtime</li> <li>Monitor multiple components, multiple location monitoring in the enclosure or full ecosystem monitoring 13ft (4m) cable </li> </ul> <p>Range:</p> <ul> <li> -25C to +75C</li> <li> 0% RH to 100% RH</li> </ul> <p>Accuracy:</p> <ul> <li> +/-1&deg;C</li> <li> +/-2.5% RH for 20%-60% @ 25&deg;C</li> </ul>
Power Distribution | Middle Atlantic | UPX-OL1000R-2 | 1000VA 120V OL UPS LOCAL BANK CONTROL | 3178 | 2860.2 | [8 empty] | 656747397806 | Y | 38.43 |  |  |  | CN-China | Power | Power Distribution |  |  | 0 | [6 empty] | <p>NEXSYS is built on a promise that we've kept for over two decades - more than half the life of the company - that our power products are designed, engineered, and built for AV. It's one thing to say it, it's another thing to prove it. And our NEXSYS Online UPSs prove it, we promise. They are built with premium components to keep your AV systems running as smoothly as you'd expect.</p><ul><li>8 Outlets with Bank Control; (2) outlet banks with 4 outlets each</li><li>1000VA and 15 Amp</li><li>An<b>Out-of-Box(y) Experience.&nbsp;</b>Everything is assembled and connected right from the factory saving you time during your installations; Rack ears are pre-installed with the "4-Post" mounting brackets ready to be rack mounted even if you have a 3<sup>rd</sup>pair of rackrail - The battery is already connected so just plug it in</li><li><b>Customization is a Breeze.</b>The NEXSYS Power Management Software on your PC allows you to customize and configure various settings and notifications if you don't like our default settings - we won't be offended</li><li><b>Pure Power.</b>All NEXSYS Online Double Conversion UPSs have a Pure Sine Wave output providing the cleanest power to your connected equipment, especially the most sensitive equipment</li><li><b>No time to wait.&nbsp;</b>Absolute zero transfer time because the connected equipment is ALWAYS powered from the battery. Keep in mind, that batteries in Online UPSs do need to be replaced more frequently, but NEXSYS will give you the heads up when that time comes.</li><li><b>"NEXSYS, alert me when...".&nbsp;</b>Set reminders or notifications for things like battery replacement, etc. via email or on the UPS</li><li>Swap it like it's hot. Hot-swappable battery from the front access panel for easy service without disrupting the system</li><li>The IEC Input allows for better cable management of the power cord if shorter or longer cords are required; Includes a 6' (1.8m) SignalSAFE&#8482; IEC power cord</li><li>Energy Star Certified; The ONLY Online UPS with Energy Star in the AV market</li><li>U.S. Department of Energy Compliant for energy efficiency</li></ul>
Power Distribution | Middle Atlantic | VRS | VERTICAL RACKMOUNT SYSTEM | 328 | 295.2 | 2 |  |  | 2 |  |  |  |  | 656747115028 | Y | 9.1 |  |  | https://assetserver.net/_assets/_prop65/shortform cancerandreprod_midat.jpg | US | Power | Power Distribution |  |  | 0 | Maximum Weight Capacity: 35 lb | Width: 17.4" | Depth: 15" | Limited Warranty: Lifetime |  | 21.000 x 19.500 x 7.000 | The space-saving rack mounted shelf is an ideal solution for installations with multiple video sources, such as sports bars, gyms, hotels, and can hold up to 6 satellite or cable boxes vertically. The rack mounted shelf features a universal fit that accommodates most popular box sizes, eliminating the need for individual shelves and saving time and space. The rack mounted shelf also works well with the PD815SC-PBSH power strip, which conveniently mounts to the rear edge. With a black powder coat finish, the shelf is both functional and sleek-looking, making it a great option for organizing and optimizing space.
Accessories | Middle Atlantic | BGR-45SA-27LR | 45SP/27D LRD,STAND ALONE | 2083 | 1874.7 | [8 empty] | 0656747139994 | Y | 171 |  |  |  | US-United States of America | Power | Accessories |  |  | 0
Accessories | Middle Atlantic | C3K1D2MHZ0Z0A00219 | C3, 1bay, 24"h, Moderno, CTM Wilsonart 1570 WHITE | [11 empty] | N | 210 |  |  |  | CN | Power | Accessories |  |  | 0
Accessories | Middle Atlantic | G-8X10 | (10)8"GRNDWIRES W/RING TERM | 76 | 68.4 | [8 empty] | 656747093173 | Y | 0.2 |  |  | https://assetserver.net/_assets/_prop65/shortform cancerandreprod_midat.jpg | US-United States | Power | Accessories |  |  | 0 | Product Material: Plastic | Product Material: Metal | Length: 8" |  |  | 9.000 x 2.000 x 1.000
Accessories | Middle Atlantic | IEC-120X1 | IEC 120"(10')SS CORD W/NEMA 5-15P/IEC C13 | 74 | 66.6 | [8 empty] | 656747178368 | Y | 1.3 |  |  | https://assetserver.net/_assets/_prop65/shortform cancerandreprod_midat.jpg | US | Power | Accessories |  |  | 0 | First End Connector Type: NEMA 5-15P | First End Connector Detail: 1 x NEMA 5-15P | Second End Connector Type: IEC 60320 C13 | Second End Connector Detail: 1 x IEC 60320 C13 | Cord Length: 10 ft | 13.000 x 5.000 x 2.000 | SignalSAFE&trade; IEC Power Cords replace the standard power cords provided with electronic components, and are available in multiple sizes, with standard or low profile, 90&deg; angled plugs.
Accessories | Middle Atlantic | IEC-12X100 | 100-PK 12",TWIST IEC | 1590 | 1431 | [8 empty] | 656747101502 | Y | 23 | https://assetserver.net/_assets/middle atlantic/1000/iec12x100.jpg |  | https://assetserver.net/_assets/_prop65/shortform cancerandreprod_midat.jpg | US-United States | Power | Accessories |  |  | 0 | Saves space at the back of the rack | Provides a cleaner, more organized installation | Eliminates slack and loops caused by long power cords | SignalSafeTM design incorporates twisted wires to minimize disruptive magnetic fields | Multiple length cords available to meet the needs of each situation | 16.500 x 22.000 x 5.000
Accessories | Middle Atlantic | IEC-12X20 | 20-PK 12",TWIST IEC SignalSAFE IEC Power Cords | 460 | 414 | [8 empty] | 656747101441 | Y | 1 | https://assetserver.net/_assets/middle atlantic/1000/iec12x20.jpg |  | https://assetserver.net/_assets/_prop65/ca prop 65 short form label.jpg | NO | Power | Accessories |  |  | 0 | [5 empty] | 1.000 x 1.000 x 1.000 | SignalSAFE&trade; IEC Power Cords replace the standard power cords provided with electronic components, and are available in multiple sizes, with standard or low profile, 90&deg; angled plugs. <br /> <ul> <li>Save space at the back of the rack</li> <li>Constructed of 14 gauge wire or 18 gauge wire (cable/satellite cords)</li> <li>Available with blue or red stripe to identify different circuits </li> <li>Provides a cleaner, more organized installation</li> <li>Eliminates slack and loops caused by long power cords</li> <li>SignalSAFE&trade; design incorporates twisted wires to minimize disruptive AC magnetic fields</li> <li>Multiple length cords available to meet the needs of each situation</li> <li>Also available for use specifically with most satellite and cable boxes</li> <li>UL listed in the US and Canada</li> </ul>
Accessories | Middle Atlantic | IEC-12X4 | 4-PACK 12",TWIST IEC | 100 | 90 | [8 empty] | 656747094477 | Y | 0.6 |  |  | https://assetserver.net/_assets/_prop65/shortform cancerandreprod_midat.jpg | US | Power | Accessories |  |  | 0 | Cord Length: 1 ft | Product Color: Blue | Limited Warranty: 3 Year |  |  | 5.000 x 16.500 x 2.000
Accessories | Middle Atlantic | IEC-18X100 | 100-PK 18",TWIST IEC | 1720 | 1548 | [8 empty] | 656747101519 | Y | 28 |  |  | https://assetserver.net/_assets/_prop65/shortform cancerandreprod_midat.jpg | US-United States | Power | Accessories |  |  | 0 | Saves space at the back of the rack | Provides a cleaner, more organized installation | Eliminates slack and loops caused by long power cords | SignalSafe&trade; design incorporates twisted wires to minimize disruptive magnetic fields | Multiple length cords available to meet the needs of each situation | 16.500 x 22.000 x 5.000
Accessories | Middle Atlantic | IEC-18X4 | 4-PACK 18",TWIST IEC | 120 | 108 | 40 | [5 empty] | 40 |  | 656747094484 | Y | 0.8 |  |  | https://assetserver.net/_assets/_prop65/shortform cancerandreprod_midat.jpg | US | Power | Accessories |  |  | 0 | First End Connector Type: NEMA 5-15P | First End Connector Detail: 1 x NEMA 5-15P | Second End Connector Type: IEC 60320 C13 | Second End Connector Detail: 1 x IEC 60320 C13 | Device Supported: Computer | 7.000 x 14.000 x 2.000 | Signal-Safe IEC Power Cords replace the standard power cords provided with electronic components, and are available in multiple sizes, with standard or low profile, 90&deg; angled plugs.
Accessories | Middle Atlantic | IEC-240X1 | IEC 240"(20')SS CORD W/NEMA 5-15P/IEC C13 | 150 | 135 | [8 empty] | 656747178399 | N | 2 |  |  | https://assetserver.net/_assets/_prop65/shortform cancerandreprod_midat.jpg | CN | Power | Accessories |  |  | 0 | First End Connector Type: NEMA 5-15P | First End Connector Detail: 1 x NEMA 5-15P | Second End Connector Type: IEC 60320 C13 | Second End Connector Detail: 1 x IEC 60320 C13 | Cord Length: 20 ft | 17.000 x 5.000 x 2.000 | <p>SignalSAFE&trade; IEC Power Cords replace the standard power cords provided with electronic components, and are available in multiple sizes, with standard or low profile, 90&deg; angled plugs.</p>
Accessories | Middle Atlantic | IEC-24X100 | 100-PK 24",TWIST IEC | 1950 | 1755 | [8 empty] | 656747101526 | Y | 32 |  |  | https://assetserver.net/_assets/_prop65/shortform cancerandreprod_midat.jpg | US-United States | Power | Accessories |  |  | 0 | Saves space at the back of the rack | Provides a cleaner, more organized installation | Eliminates slack and loops caused by long power cords | SignalSafe&trade; design incorporates twisted wires to minimize disruptive magnetic fields | Multiple length cords available to meet the needs of each situation | 16.500 x 22.000 x 9.500 | <p>SignalSAFE&trade; design with heavy 14-gauge wire</p> <ul> <li>Saves space at back of rack</li> <li>Constructed of 14 gauge wire</li> <li>Blue stripe identifies SignalSAFE&trade; capability</li> <li>SignalSAFE&trade; design minimizes disruptive AC magnetic fields</li> <li>Sold in pack of 100 pieces</li> </ul>
Accessories | Middle Atlantic | IEC-24X20 | 20-PK 24",TWIST IEC | 540 | 486 | [8 empty] | 656747101465 | Y | 1 |  |  | https://assetserver.net/_assets/_prop65/shortform cancerandreprod_midat.jpg | US | Power | Accessories |  |  | 0 | First End Connector Type: IEC 60320 C13 | First End Connector Detail: 1 x IEC 60320 C13 | Cord Length: 2 ft | Product Color: Blue | Environmentally Friendly: Yes | 23.000 x 9.000 x 5.000 | SignalSAFE&trade; IEC Power Cords replace the standard power cords provided with electronic components, and are available in multiple sizes, with standard or low profile, 90&deg; angled plugs.
Accessories | Middle Atlantic | IEC-24X4 | 4-PACK 24",TWIST IEC | 140 | 126 | 41 | 1 |  |  |  |  | 40 |  | 656747094491 | Y | 1 |  |  | https://assetserver.net/_assets/_prop65/shortform cancerandreprod_midat.jpg | US | Power | Accessories |  |  | 0 | Cord Length: 2 ft | Product Color: Blue | Limited Warranty: 3 Year |  |  | 7.000 x 15.000 x 2.000
Accessories | Middle Atlantic | IEC-36X100 | 100-PK 36",TWIST IEC | 2140 | 1926 | [8 empty] | 656747101533 | Y | 41 |  |  | https://assetserver.net/_assets/_prop65/shortform cancerandreprod_midat.jpg | US-United States | Power | Accessories |  |  | 0 | First End Connector Type: NEMA 5-15P | First End Connector Detail: 3-Pin NEMA 5-15P Male | Second End Connector Type: IEC 60320 C13 | Second End Connector Detail: 3-Pin IEC 60320 C13 Female | Cord Length: 2.99 ft | 16.500 x 22.000 x 9.500
Accessories | Middle Atlantic | IEC-36X20 | 20-PK 36",TWIST IEC | 640 | 576 | [8 empty] | 656747101472 | Y | 9 |  |  | https://assetserver.net/_assets/_prop65/shortform cancerandreprod_midat.jpg | US-United States | Power | Accessories |  |  | 0 | Saves space at the back of the rack | Provides a cleaner, more organized installation | Eliminates slack and loops caused by long power cords | SignalSafe&trade; design incorporates twisted wires to minimize disruptive magnetic fields | Multiple length cords available to meet the needs of each situation | 23.000 x 9.000 x 7.000
Accessories | Middle Atlantic | IEC-36X4 | 4-PACK 36",TWIST IEC | 150 | 135 | [8 empty] | 656747094507 | Y | 1.1 |  |  | https://assetserver.net/_assets/_prop65/shortform cancerandreprod_midat.jpg | US | Power | Accessories |  |  | 0 | Cord Length: 3 ft | Weight (Approximate): 1.50 lb | Limited Warranty: 3 Year |  |  | 9.000 x 12.000 x 2.000
Accessories | Middle Atlantic | IEC-48X100 | 100-PK 48",TWIST IEC | 2230 | 2007 | [8 empty] | 656747101540 | Y | 51 |  |  | https://assetserver.net/_assets/_prop65/shortform cancerandreprod_midat.jpg | US-United States | Power | Accessories |  |  | 0 | Saves space at the back of the rack | Provides a cleaner, more organized installation | Eliminates slack and loops caused by long power cords | SignalSafe&trade; design incorporates twisted wires to minimize disruptive magnetic fields | Multiple length cords available to meet the needs of each situation | 23.000 x 17.000 x 10.000 | <p>SignalSAFE design with heavy 14-gauge wire</p> <ul> <li>Saves space at back of rack</li> <li>Constructed of 14 gauge wire</li> <li>Blue stripe identifies SignalSAFE&trade; capability</li> <li>SignalSAFE&trade; design minimizes disruptive AC magnetic fields</li> <li>Sold in pack of 100 pieces</li> </ul>
Accessories | Middle Atlantic | IEC-48X20 | 20-PK 48",TWIST IEC | 920 | 828 | [8 empty] | 656747101489 | Y | 12 |  |  | https://assetserver.net/_assets/_prop65/shortform cancerandreprod_midat.jpg | US | Power | Accessories |  |  | 0 | [5 empty] | 23.000 x 17.000 x 7.000 | SignalSAFE&trade; IEC Power Cords replace the standard power cords provided with electronic components, and are available in multiple sizes, with standard or low profile, 90&deg; angled plugs.
Accessories | Middle Atlantic | IEC-6X100 | 100-PK 6",TWIST IEC | 1340 | 1206 | [8 empty] | 656747101496 | Y | 18 |  |  | https://assetserver.net/_assets/_prop65/shortform cancerandreprod_midat.jpg | US-United States | Power | Accessories |  |  | 0 | First End Connector Type: NEMA 5-15P | First End Connector Detail: 1 x 3-pin NEMA 5-15P Male | Second End Connector Type: IEC 60320 C13 | Second End Connector Detail: 1 x 3-pin IEC 60320 C13 Female | Device Supported: Rack | 16.500 x 22.000 x 5.000 | Pack of 100 SignalSAFE&trade; IEC power cords shall be Middle Atlantic Products model # IEC-6X100. Cord shall be constructed of 14-gauge wire and shall terminate with an IEC 60320-1/ C13 connector on one end, and NEMA 5-15P plug on the other. Cord length shall be 6". Plug shall be straight. IEC power cords shall be RoHS EU Directive 2002 / 95 / EC compliant. IEC-6X100 shall have a blue stripe for circuit identification. Cords shall be UL Listed in the US and Canada. Power cords shall be warrantied to be free from defects in material or workmanship under normal use and conditions for a period of three years.
Accessories | Middle Atlantic | IEC-6X20 | 20-PK 6",TWIST IEC | 424 | 381.6 | [8 empty] | 656747101434 | Y | 4 |  |  | https://assetserver.net/_assets/_prop65/shortform cancerandreprod_midat.jpg | US-United States | Power | Accessories |  |  | 0 | First End Connector Type: IEC 60320 C13 | Second End Connector Type: NEMA 5-15P | Cord Length: 6" | Product Color: Blue | Environmentally Friendly: Yes | 8.000 x 7.500 x 8.000 | SignalSAFE&trade; IEC Power Cords replace the standard power cords provided with electronic components, and are available in multiple sizes, with standard or low profile, 90&deg; angled plugs. <br /> <ul> <li>Save space at the back of the rack</li> <li>Constructed of 14 gauge wire or 18 gauge wire (cable/satellite cords)</li> <li>Available with blue or red stripe to identify different circuits </li> <li>Provides a cleaner, more organized installation</li> <li>Eliminates slack and loops caused by long power cords</li> <li>SignalSAFE&trade; design incorporates twisted wires to minimize disruptive AC magnetic fields</li> <li>Multiple length cords available to meet the needs of each situation</li> <li>Also available for use specifically with most satellite and cable boxes</li> <li>UL listed in the US and Canada</li> </ul>
Accessories | Middle Atlantic | IEC-6X4 | 4-PACK 6",TWIST IEC | 100 | 90 | [8 empty] | 656747094460 | Y | 0.48 |  |  | https://assetserver.net/_assets/_prop65/shortform cancerandreprod_midat.jpg | US-United States | Power | Accessories |  |  | 0 | First End Connector Type: NEMA 5-15P | First End Connector Detail: 1 x NEMA 5-15P | Second End Connector Type: IEC 60320 C13 | Second End Connector Detail: 1 x IEC 60320 C13 | Device Supported: Computer | 5.000 x 10.000 x 2.000 | Signal-Safe IEC Power Cords replace the standard power cords provided with electronic components, and are available in multiple sizes, with standard or low profile, 90&deg; angled plugs.
Accessories | Middle Atlantic | IEC-72X1 | IEC 72"(6')SS CORD W/NEMA 5-15P/IEC C13 | 60 | 54 | [8 empty] | 656747178344 | Y | 0.7 |  |  | https://assetserver.net/_assets/_prop65/shortform cancerandreprod_midat.jpg | CN-China | Power | Accessories |  |  | 0 | Saves space at the back of the rack | Provides a cleaner, more organized installation | Eliminates slack and loops caused by long power cords | SignalSafe&trade; design incorporates twisted wires to minimize disruptive magnetic fields | Multiple length cords available to meet the needs of each situation | 9.000 x 4.000 x 2.000
Accessories | Middle Atlantic | J-12X6 | 12 JUMPERS - 6 PACK | 264 | 237.6 | [8 empty] | 656747035425 | Y | 0.7 | https://assetserver.net/_assets/middle atlantic/1000/j12x6.jpg |  | https://assetserver.net/_assets/_prop65/shortform cancerandreprod_midat.jpg | US-United States | Power | Accessories |  |  | 0 | [5 empty] | 13.000 x 4.500 x 1.000 | J series jumpers connect power modules, providing AC power to all modules on the same circuit.<br /> Pre-terminated jumpers feature convenient genderless 30 Amp connectors at both ends and are sold in packs of six.
Accessories | Middle Atlantic | J-24X6 | 24 JUMPERS - 6 PACK | 284 | 255.6 | [8 empty] | 656747035623 | Y | 3 | https://assetserver.net/_assets/middle atlantic/1000/j24x6.jpg |  | https://assetserver.net/_assets/_prop65/shortform cancerandreprod_midat.jpg | US | Power | Accessories |  |  | 0 | [5 empty] | 10.000 x 6.000 x 2.250 | J series jumpers connect power modules, providing AC power to all modules on the same circuit.<br /> Pre-terminated jumpers feature convenient genderless 30 Amp connectors at both ends and are sold in packs of six.
Accessories | Middle Atlantic | J-72X6 | 72 JUMPERS - 6 PACK | 320 | 288 | [8 empty] | 656747035630 | Y | 4 |  |  | https://assetserver.net/_assets/_prop65/shortform cancerandreprod_midat.jpg | US | Power | Accessories |  |  | 0 | Localization: United States | Current Rating: 30 A | Cord Length: 6 ft | Environmentally Friendly: Yes | Environmental Certification: GREENGUARD | 12.000 x 6.000 x 3.000 | J Series jumpers interconnect power modules, providing AC power to all modules on the same circuit. Pre-terminated jumpers feature convenient genderless connectors at both ends. Sold in packs of 6.
Accessories | Middle Atlantic | JDC-12X18 | JUMPER,12 VOLT,DC,18",PAIR | 56 | 50.4 | [8 empty] | 656747077012 | Y | 0.6 |  |  | https://assetserver.net/_assets/_prop65/shortform cancerandreprod_midat.jpg | US-United States | Power | Accessories |  |  | 0 | Jumper wires connect AC power to additional 12V Decora&reg; units | Jumpers are 18" long, and includes 2 pieces |  |  |  | 9.000 x 2.000 x 1.000 | Connects AC power to additional 12V Decora&reg; units.
Accessories | Middle Atlantic | JMS-12X6 | MPR MASTER/SLAVE JUMPER | 230 | 207 | [8 empty] | 656747044182 | Y | 1 |  |  | https://assetserver.net/_assets/_prop65/shortform cancerandreprod_midat.jpg | US-United States | Power | Accessories |  |  | 0 | Device Supported: Power Module | Cord Length: 1 ft | Product Color: Black | Compatibility: <ul> <li>Economical M Series Basic Modules</li> <li>Advanced RLM Series Modules</li> </ul> | Environmentally Friendly: Yes | 8.000 x 6.000 x 2.000 | Economical M Series basic modules can be controlled by advanced RLM Series modules on the same circuit, utilizing the JMS master/slave jumper. Sold in packs of 6.
Accessories | Middle Atlantic | LT-1R | 1SP RACKLIGHT SHELF FLAT BLACK | 452 | 406.8 | [8 empty] | 656747073175 | Y | 10.3 |  |  | https://assetserver.net/_assets/_prop65/shortform cancerandreprod_midat.jpg | CN | Power | Accessories |  |  | 0 | Bulb/Tube Type: LED | Finishing: Powder Coated | Finishing: Anodized | Finishing: Brushed | Mount Type: Rack-mountable | 20.000 x 13.000 x 5.000 | <p>Rackmount lighting features pop-out LED light fixture to illuminate the front surface of a rack installation. </p> <ul> <li>Compact one-space products save rackspace</li> <li>Choice of black powder coat or black brushed and anodized finish</li> <li>Occupies one rackspace; provides ambient light to front or rear rack areas</li> <li>Retractable light shelf with dimmable LED light bar</li> <li>Steel construction with flat black powder coat finish</li> <li>Includes two rear USB power ports for use of LT-GN work lights</li> </ul>
Accessories | Middle Atlantic | LT-1RA | 1SP RACKLIGHT SHELF BLK ANODIZE | 514 | 462.6 | [8 empty] | 656747073243 | Y | 10.1 |  |  | https://assetserver.net/_assets/_prop65/shortform cancerandreprod_midat.jpg | CN-China | Power | Accessories |  |  | 0 | Retractable LED light shelf | Dimmable LED light bar provides evenly distributed illumination for component viewing | Constructed of 18-gauge steel | Available in durable flat black powder coat or a black brushed and anodized finish | 2 rear USB style output ports for connection of LED gooseneck work lights | 22.000 x 13.000 x 4.000 | <p>Rackmount light shall be Middle Atlantic Products model # LT-1RA (A = black brushed and anodized finish). One rackspace rackmount light shall contain retractable light shelf with LED light bar containing a total of ten white and amber lights for color balance. Hidden dimmer switches to control logo and light brightness on bottom of retractable light shelf. Light shelf shall extend and light bar shall illuminate automatically when pressed. Rackmount light shall have ball bearing slides for retractable light shelf and shall have a weight capacity of 20 lbs. Rackmount light shall be constructed of 18-gauge steel. Unit shall provide two rear USB style, 5 volt DC output ports for use with optional gooseneck LED light. Rackmount light shall be RoHS EU Directive 2002/95/EC compliant. Rackmount light shall be warrantied to be free from defects in material or workmanship under normal use and conditions for a period of 3 years.</p> <p><b>FEATURES & BENEFITS</b></p> <p>Rackmount lighting features retractable LED light for evenly distributed illumination of the rackmounted components below. This product comes in 1 RU and in a black brushed and anodized finish.</p> <ul> <li>Occupies one rackspace; provides ambient light to front or rear rack areas</li> <li>Retractable light shelf with dimmable LED light bar</li> <li>Steel construction with black brushed and anodized finish</li> <li>Includes two rear USB power ports for use of LT-GN work lights</li> </ul>
Accessories | Middle Atlantic | LT-GN | GOOSENECK LED LIGHT | 80 | 72 | [8 empty] | 656747072819 | Y | 0.3 | https://assetserver.net/_assets/middle atlantic/1000/ltgn.jpg |  | https://assetserver.net/_assets/_prop65/shortform cancerandreprod_midat.jpg | TW-Taiwan | Power | Accessories |  |  | 0 | Limited Warranty: 3 Year |  |  |  |  | 1.000 x 7.750 x 9.500 | The LT-GN gooseneck work light features ultra bright LEDs for high visibility and plugs into USB ports on the front and rear of select power and lighting products or computers with standard USB ports. A flexible, silver gooseneck retains memory for easy positioning. LT-GN-PL also features a power supply with standard 120V plug.
Accessories | Middle Atlantic | LT-GN-PL | LED GSNK LT,W/120V ADPT | 90 | 81 | [8 empty] | 656747092985 | Y | 0.3 | https://assetserver.net/_assets/middle atlantic/1000/ltgnpl.jpg |  | https://assetserver.net/_assets/_prop65/shortform cancerandreprod_midat.jpg | TW-Taiwan | Power | Accessories |  |  | 0 | Limited Warranty: 3 Year |  |  |  |  | 8.000 x 6.000 x 2.000 | The LT-GN gooseneck work light features ultra bright LEDs for high visibility and plugs into USB ports on the front and rear of select power and lighting products or computers with standard USB ports. A flexible, silver gooseneck retains memory for easy positioning. LT-GN-PL also features a power supply with standard 120V plug.
Accessories | Middle Atlantic | LT-GN-PNL | 1SP,DUAL LED LIGHT PANEL | 200 | 180 | [8 empty] | 656747122750 | Y | 2 |  |  | https://assetserver.net/_assets/_prop65/shortform cancerandreprod_midat.jpg | TW | Power | Accessories |  |  | 0 | Bulb/Tube Type: LED | Mount Type: Rack-mountable | Application/Usage: Rack | Power Source: AC Adapter | Input Voltage: 120 V AC | 23.000 x 2.500 x 2.500 | <p>These bright rack lights (187 Lumens) allow for more rack visibility, and the flexible strong goosenect lets you direct the light where it is needed most. The reliable, long lasting LEDs have a 20,000 hour bulb life, and these lights include an on/off button for instant control. Available as 120V adapter, or as a rackmount panel with dual gooseneck lights. </p> <ul> <li>Bright LEDs for high visibility</li> <li>8 LEDs provide 187 lumens</li> <li>Long lasting, with expected 20,000 hour bulb life</li> </ul>
Accessories | Middle Atlantic | LT-GN-WL | MAGNETIC WORKLIGHT,LED | 210 | 189 | [8 empty] | 656747140983 | Y | 0.8 |  |  | https://assetserver.net/_assets/_prop65/shortform cancerandreprod_midat.jpg | TW-Taiwan | Power | Accessories |  |  | 0 | Number of Light Source: 32 | Bulb/Tube Type: LED | Luminance Flux: 395 lm | Features: Flexible Gooseneck | Features: Magnetic Feet | 23.250 x 2.250 x 2.500 | This ultra bright worklight illuminates the inside of racks, for easy viewing of equipment and cabling during system installation and servicing. 32 LED lights are positioned at the ideal angle for high visibility and brightness - 395 Lumens*. Flexible 16" long gooseneck allows light to be directed where it is needed most, and the strong, scratch resistant magnetic base attaches to any steel surface. <br> *Lumen testing using MASTECH MS6610 Lux Meter from 25cm
Accessories | Middle Atlantic | M-15A | 4"MPR 15A DUPLEX MODULE | 150 | 135 | [8 empty] | 656747190605 | Y | 0.7 |  |  | https://assetserver.net/_assets/_prop65/shortform cancerandreprod_midat.jpg | CN-China | Power | Accessories |  |  | 0 | Modules allow the customization of a power strip to meet project needs | Compatible with MPR Series raceways | 115V input power, with unique genderless connector | Steel construction, with black textured powder coat finish |  | 9.000 x 3.500 x 3.500
Accessories | Middle Atlantic | M-15A-SP | MPR 15A RACEWAY MODULE WITH SERIES PROTECTION | 561 | 504.9 | [8 empty] | 656747215759 | Y | 3.4 | https://assetserver.net/_assets/middle atlantic/1000/m15asp.jpg |  | https://assetserver.net/_assets/_prop65/shortform cancerandreprod_midat.jpg | CN-China | Power | Accessories |  |  | 0 | The industry's only vertical power strip to offer series type, non-degrading surge protection | The industry's only field-configurable strip to offer series type surge protection | Provides Series Protection&trade; to all cascading modules in each circuit | Module sits on top of raceway channel to allow circuit wiring between modules and unimpeded connection to the termination | 12 year warranty | 13.500 x 4.250 x 3.500 | Series Protection&trade; Modular Power Raceway modules enable the industry's fastest-responding series surge protection within the company's configurable vertical power strip system. With the ability to provide series type, non-degrading surge protection to all modules integrated within the MPR raceway, Series Protection modules offer flexibility for protecting all connected equipment. .
Accessories | Middle Atlantic | M-15-IECA | 4"MPR 15A 3-GANG IEC MODULE | 288 | 259.2 | [8 empty] | 656747190551 | Y | 0.5 |  |  | https://assetserver.net/_assets/_prop65/shortform cancerandreprod_midat.jpg | US-United States | Power | Accessories |  |  | 0 | Current Rating: 15 A |  |  |  |  | 9.000 x 4.000 x 3.000
Accessories | Middle Atlantic | M-20A | 4"MPR 20A DUPLEX MODULE | 164 | 147.6 | 23 | 23 | [6 empty] | 656747190629 | Y | 0.6 |  |  | https://assetserver.net/_assets/_prop65/shortform cancerandreprod_midat.jpg | CN | Power | Accessories |  |  | 0 | Receptacle Type: NEMA 5-20R | Receptacles Detail: 2 x NEMA 5-20R | Voltage Rating: 120 V AC | Current Rating: 20 A | Product Color: Black | 9.000 x 4.000 x 3.000
Accessories | Middle Atlantic | M-20A-SP | MPR 20A RACEWAY MODULE WITH SERIES PROTECTION | 611 | 549.9 | [8 empty] | 656747215766 | Y | 3.5 | https://assetserver.net/_assets/middle atlantic/1000/m20asp.jpg |  | https://assetserver.net/_assets/_prop65/shortform cancerandreprod_midat.jpg | CN-China | Power | Accessories |  |  | 0 | The industry's only vertical power strip to offer series type, non-degrading surge protection | The industry's only field-configurable strip to offer series type surge protection | Provides Series Protection&trade; to all cascading modules in each circuit | Module sits on top of raceway channel to allow circuit wiring between modules and unimpeded connection to the termination | 12 year warranty | 13.500 x 4.250 x 3.500 | Series Protection&trade; Modular Power Raceway modules enable the industry's fastest-responding series surge protection within the company's configurable vertical power strip system. With the ability to provide series type, non-degrading surge protection to all modules integrated within the MPR raceway, Series Protection modules offer flexibility for protecting all connected equipment. .
Accessories | Middle Atlantic | M-20-IECA | 4"MPR 20A 1-GANG IEC MODULE | 176 | 158.4 | [8 empty] | 656747190568 | Y | 0.4 |  |  | https://assetserver.net/_assets/_prop65/shortform cancerandreprod_midat.jpg | US-United States | Power | Accessories |  |  | 0 | Receptacles Detail: 1 | Voltage Rating: 120 V AC | Current Rating: 20 A | Product Color: Black | Product Material: Steel | 9.000 x 4.000 x 3.000 | <p><b>Need a custom power strip fast?<br /></b> <br />With the enhanced MPR Series, you can design and build a custom power distribution system to your specifications! Our new modular power system provides the broadest selection of circuit and control options, and utilizes a proprietary pre-terminated interconnect system that snaps together in a fraction of the time it takes to custom hard wire other raceway products. Mix and match power modules for each application.</p>
Accessories | Middle Atlantic | M-20IGA | MPR 20A DUPLEX ISO GROUND MODULE | 176 | 158.4 | 1 | [5 empty] | 1 |  | 656747190643 | Y | 1 |  |  | https://assetserver.net/_assets/_prop65/shortform cancerandreprod_midat.jpg | CN | Power | Accessories |  |  | 0 | Modules allow the customization of a power strip to meet project needs | Compatible with MPR Series raceways | 115V input power, with unique genderless connector | Steel construction, with black textured powder coat finish |  | 9.000 x 4.000 x 3.000
Accessories | Middle Atlantic | M-20TL-HWA | 4"MPR 20A TWISTLOCK L5-20R | 176 | 158.4 | [8 empty] | 656747190667 | Y | 0.5 |  |  | https://assetserver.net/_assets/_prop65/shortform cancerandreprod_midat.jpg | US-United States | Power | Accessories |  |  | 0 | Modules allow the customization of a power strip to meet project needs | Compatible with MPR Series raceways | 115V input power, with unique genderless connector | Steel construction, with black textured powder coat finish |  | 9.000 x 4.000 x 3.000
Accessories | Middle Atlantic | M-2X15A | 8"MPR 15A DOUBLE DUPLEX MODULE | 225 | 202.5 | [8 empty] | 656747190612 | Y | 0.8 |  |  | https://assetserver.net/_assets/_prop65/shortform cancerandreprod_midat.jpg | US-United States | Power | Accessories |  |  | 0 | Modules on the same circuit shall interconnect using J series jumpers, which feature # 12 (20 amp) wire with genderless 30 amp connectors at both ends and require no hard wiring. | All modules on separate circuits shall connect using T series tails, which feature # 12 (20 amp) wire with genderless appliance-grade 30 amp connector on one end and wire tails for J-box connection on the other. | Two duplexes on M-2X modules can be fed by two separate circuits. Remove the factoryinstalled jumpers (line & neutral) and feed each duplex using two T series tails. | Isolated ground outlets shall not be mixed with non-isolated ground modules on the same circuit. | The modules shall be attached to MPR raceways using one or more screws (provided). | 9.000 x 4.000 x 3.000 | <p>Compatible with MPR Series raceways</p> <ul> <li>Modules allow the customization of a power strip to meet project needs</li> <li>Compatible with MPR Series raceways</li> <li>115V input power, with unique genderless connector</li> <li>Steel construction, with black textured powder coat finish</li> </ul>
Accessories | Middle Atlantic | M-2X20A | 8"MPR 20A DOUBLE DUPLEX MODULE | 250 | 225 | [8 empty] | 656747190636 | Y | 0.8 |  |  | https://assetserver.net/_assets/_prop65/shortform cancerandreprod_midat.jpg | N/A | Power | Accessories |  |  | 0 | Receptacle Type: NEMA 5-20R | Receptacles Detail: 4 x NEMA 5-20R | Voltage Rating: 120 V AC | Current Rating: 20 A | Product Color: Black | 9.000 x 3.750 x 3.250 | The Middle Atlantic M-2X20A is a versatile module designed for compatibility with MPR Series raceways, allowing for the customization of power strips to meet specific project needs. It operates with 115V input power and features a unique genderless connector for ease of use. Constructed from durable steel with a black textured powder coat finish, this module ensures both reliability and a professional appearance.
Accessories | Middle Atlantic | M-2X20IGA | 8"MPR 20A DOUBLE DUPLEX ISO MODULE | 264 | 237.6 | [8 empty] | 656747190650 | Y | 1 |  |  | https://assetserver.net/_assets/_prop65/shortform cancerandreprod_midat.jpg | CN | Power | Accessories |  |  | 0 | Modules allow the customization of a power strip to meet project needs | Compatible with MPR Series raceways | 115V input power, with unique genderless connector | Steel construction, with black textured powder coat finish |  | 9.000 x 4.000 x 3.000
Accessories | Middle Atlantic | M-30TL-HWA | 4"MPR 30A TWISTLOCK L5-30R | 200 | 180 | [8 empty] | 656747190674 | Y | 0.5 |  |  | https://assetserver.net/_assets/_prop65/shortform cancerandreprod_midat.jpg | US | Power | Accessories |  |  | 0 | Modules allow the customization of a power strip to meet project needs | Compatible with MPR Series raceways | 115V input power, with strain-relieved hardwired connection | Steel construction, with black textured powder coat finish |  | 9.000 x 4.000 x 3.000
Accessories | Middle Atlantic | MPR-3A | MPR RACEWAY,32" | 150 | 135 | 3 | 1 |  |  |  |  | 2 |  | 656747190445 | Y | 1 | https://assetserver.net/_assets/middle atlantic/1000/mpr3a.jpg |  | https://assetserver.net/_assets/_prop65/shortform cancerandreprod_midat.jpg | US | Power | Accessories |  |  | 0 | Cable Manager Type: Raceway | Product Color: Black Powder Coat | Length: 32" | Environmentally Friendly: Yes | Limited Warranty: 3 Year | 35.500 x 7.000 x 5.000
Accessories | Middle Atlantic | MPR-6A | MPR RACEWAY,56" | 176 | 158.4 | [8 empty] | 656747190452 | Y | 9.5 |  |  | https://assetserver.net/_assets/_prop65/shortform cancerandreprod_midat.jpg | US | Power | Accessories |  |  | 0 | Cable Manager Type: Raceway | Product Color: Black Powder Coat | Length: 56" | Environmentally Friendly: Yes | Limited Warranty: 3 Year | 60.000 x 7.000 x 5.000
Accessories | Middle Atlantic | MPR-8A | MPR RACEWAY,72" | 200 | 180 | [8 empty] | 656747190476 | Y | 12.1 |  |  | https://assetserver.net/_assets/_prop65/shortform cancerandreprod_midat.jpg | US-United States | Power | Accessories |  |  | 0 | Cable Manager Type: Raceway | Product Color: Black Powder Coat | Length: 72" | Environmentally Friendly: Yes | Environmental Certification: RoHS | 87.000 x 7.000 x 4.750
Accessories | Middle Atlantic | MPR-9A | MPR RACEWAY,80" | 225 | 202.5 | [8 empty] | 656747190469 | Y | 13 | https://assetserver.net/_assets/middle atlantic/1000/mpr9a.jpg |  | https://assetserver.net/_assets/_prop65/shortform cancerandreprod_midat.jpg | MX | Power | Accessories |  |  | 0 | Cable Manager Type: Raceway | Product Material: Steel | Length: 80" |  |  | 86.000 x 7.000 x 5.000 | Available in four sizes to accommodate 3, 6, 8, or 9 duplex power modules, MPR modular raceways provide a rugged housing that allows the user to configure the right power distribution system for each application. Constructed of 18-gauge steel, each raceway features electrical knockouts for cable entry, an integral J-box with removable cover, and abundant cable lacing points along both sides.
Accessories | Middle Atlantic | MPR-BL2A | MPR 2" BLANK MODULE(QTY:2) | 50 | 45 | [8 empty] | 656747190520 | Y | 0.13 |  |  | https://assetserver.net/_assets/_prop65/shortform cancerandreprod_midat.jpg | US-United States | Power | Accessories |  |  | 0 | Product Color: Black Powder Coat | Product Material: Steel | Width: 2.9" | Depth: 8" | Compatibility: MPR Series Raceway | 9.000 x 4.000 x 1.000 | <p>Blank cover for MPR raceways to close any unused module opening, sold in pairs</p> <ul> <li>2" blank cover for MPR raceway position</li> <li>Steel construction with a black finish</li> <li>Sold in packs of two pieces</li> </ul>
Accessories | Middle Atlantic | MPR-BL4A | MPR 4" BLANK MODULE | 50 | 45 | 6 | 6 | [6 empty] | 656747190537 | Y | 0.2 |  |  | https://assetserver.net/_assets/_prop65/shortform cancerandreprod_midat.jpg | US | Power | Accessories |  |  | 0 | Height: 4" | Width: 2.9" | Depth: 8" | Compatibility: <p>MPR Series Modular Raceway System</p> |  | 9.000 x 4.000 x 1.000 | <p>MPR Series Modular Power Raceway System - Blank Cover</p>
Accessories | Middle Atlantic | MPR-BL8A | MPR 8" BLANK MODULE | 50 | 45 | [8 empty] | 656747190544 | Y | 0.3 |  |  | https://assetserver.net/_assets/_prop65/shortform cancerandreprod_midat.jpg | US | Power | Accessories |  |  | 0 | Product Color: Black Powder Coat | Product Material: Steel | Width: 2.9" | Depth: 8" | Environmentally Friendly: Yes | 11.000 x 4.000 x 1.000 | <p>Blank cover for MPR raceways to close any unused module opening, sold as one.</p> <ul> <li>8" blank cover for MPR raceway position</li> <li>Steel construction with a black finish</li> </ul>
Accessories | Middle Atlantic | MPR-JB663A | MPR JBOX 6"X6"X3" | 150 | 135 | [8 empty] | 656747190483 | Y | 4 |  |  | https://assetserver.net/_assets/_prop65/shortform cancerandreprod_midat.jpg | US | Power | Accessories |  |  | 0 | Product Color: Black | Product Material: Steel | Height: 3" | Width: 6" | Depth: 6" | 9.000 x 9.000 x 9.000 | Optional J-box fits on end of MPR raceway; with electrical knockouts<br /> <ul> <li>Optional J-box fits on end of MPR raceway</li> <li>Equipped with electrical knockouts</li> <li>Steel construction with a black finish</li> </ul>
Accessories | Middle Atlantic | MPR-JB843A | MPR JBOX 8"X4"X3" | 150 | 135 | [8 empty] | 656747190490 | Y | 2.7 |  |  | https://assetserver.net/_assets/_prop65/shortform cancerandreprod_midat.jpg | US-United States | Power | Accessories |  |  | 0 | Optional J-box fits on end of MPR raceway | Equipped with electrical knockouts | Steel construction with a black finish |  |  | 9.000 x 7.000 x 7.000
Accessories | Middle Atlantic | MPR-JB853A | MPR JBOX 8"X5"X3" | 150 | 135 | [8 empty] | 656747190506 | Y | 3.3 |  |  | https://assetserver.net/_assets/_prop65/shortform cancerandreprod_midat.jpg | US-United States | Power | Accessories |  |  | 0 | Optional J-box fits on end of MPR raceway | Equipped with electrical knockouts | Steel construction with a black finish |  |  | 9.000 x 7.000 x 7.000
Accessories | Middle Atlantic | MPR-JB863A | MPR JBOX 8"X6"X3" | 150 | 135 | [8 empty] | 656747190513 | Y | 3.4 |  |  | https://assetserver.net/_assets/_prop65/shortform cancerandreprod_midat.jpg | US | Power | Accessories |  |  | 0 | Cable Manager Type: Junction Box | Height: 3" | Width: 6" | Length: 8" | Compatibility: MPR Series Raceway | 9.000 x 7.000 x 7.000
Accessories | Middle Atlantic | MPR-SEQ-1CA | MPR SEQ CONT MOD,CORD | 600 | 540 | [8 empty] | 656747190742 | Y | 3.5 | https://assetserver.net/_assets/middle atlantic/1000/mprseq1ca.jpg |  | https://assetserver.net/_assets/_prop65/shortform cancerandreprod_midat.jpg | US-United States | Power | Accessories |  |  | 0 | Product Color: Black | Product Material: Steel | Form Factor: Rack-mountable | Application/Usage: Module |  | 9.000 x 3.600 x 3.300 | <p>Six-step sequencing provided by rackmount USC-6R sequencer, raceway mount MPR-SEQ or stand-alone MPR-SEQ-1C. Provides sequencing to any AC power distribution system that can be controlled by low voltage switch closure. Sequencing may be initiated locally via convenient front panel switch or by any momentary contact closure switch (single pole, double throw, center off). Remote switches are also available. The single rackspace USC-6R rackmount sequencer additionally features an interval delay selector of 1, 3 or 6 seconds between steps andfour different start delay settings to allow up to three USC-6R units to be interconnected to operate as a single, 18-step unit.</p> <ul> <li>Sequence controller provides 6-step control to RLM modules</li> <li>Has an interval delay of two seconds between steps</li> <li>Includes sequential restart functionality in the event of an outage</li> <li>Stand-alone version similar to the MPR-SEQA unit</li> <li>115V input power, with unique genderless connector</li> <li>Steel construction, with black textured powder coat finish</li> </ul>
Accessories | Middle Atlantic | MPR-SEQA | 8"MPR SEQUENCE CONTROL MODULE | 549 | 494.1 | [8 empty] | 656747190698 | Y | 0.9 | https://assetserver.net/_assets/middle atlantic/1000/mprseqa.jpg |  | https://assetserver.net/_assets/_prop65/shortform cancerandreprod_midat.jpg | US | Power | Accessories |  |  | 0 | Weight (Approximate): 2 lb | Application/Usage: Module | Application/Usage: Power System |  |  | 9.000 x 4.000 x 3.000
Accessories | Middle Atlantic | MPR-SS | MPR SURGE SUPPRESSOR | 150 | 135 | [8 empty] | 656747051661 | Y | 0.01 |  |  | https://assetserver.net/_assets/_prop65/shortform cancerandreprod_midat.jpg | US-United States | Power | Accessories |  |  | 0 | [5 empty] | 9.000 x 4.000 x 3.000 | MPR-SS transient voltage surge suppressor provides protection for MPR Series modules when mounted in raceways. Mounts in integral J-Box with supplied double-stick tape, use one per circuit.
Accessories | Middle Atlantic | MW-RD-44 | 44SP MRK/WRK REAR DOOR | 176 | 158.4 | [8 empty] | 656747076350 | Y | 15 | https://assetserver.net/_assets/middle atlantic/1000/mwrd44.jpg |  | https://assetserver.net/_assets/_prop65/ca prop 65 short form label.jpg | US | Power | Accessories |  |  | 0 | [5 empty] | 63.800 x 6.000 x 4.500 | The Middle Atlantic MW-RD-44 is a 44RU Solid Rear Door for the MRK Rack Series.
Accessories | Middle Atlantic | PCR-2X320A | PRE-ASSEM MOD.PWR RCWY,DUAL CCT,6X20A CONT.MOD | 1994 | 1794.6 | 1 |  |  | 1 |  |  |  |  | 656747195969 | Y | 1 |  |  | https://assetserver.net/_assets/_prop65/shortform cancerandreprod_midat.jpg | US | Power | Accessories |  |  | 0 | Plug/Connector Type: J-Box | Product Color: Black Powder Coat | Product Material: Steel | Mount Type: Vertical | Height: 56" | 61.000 x 7.000 x 5.000
Accessories | Middle Atlantic | PCR6-A | PRE-ASSEM MOD.PWR RCWY,SNGL CCT,6X20A CONT.MOD | 1745 | 1570.5 | [8 empty] | 656747195952 | Y | 14.9 |  |  | https://assetserver.net/_assets/_prop65/shortform cancerandreprod_midat.jpg | US-United States | Power | Accessories |  |  | 0 | Plug/Connector Type: J-Box | Product Color: Black Powder Coat | Product Material: Steel | Form Factor: Vertical | Height: 56" | 62.500 x 7.500 x 5.000
Accessories | Middle Atlantic | PD-1820R-RN | 18OUT 20A, RKMT 2-STG SRG | 480 | 432 | [8 empty] | 656747126574 | Y | 6.5 |  |  | https://assetserver.net/_assets/_prop65/shortform cancerandreprod_midat.jpg | CN-China | Power | Accessories |  |  | 0 | Plug/Connector Type: NEMA 5-20P | Receptacle Type: NEMA 5-20R | Receptacle Detail: 18 x NEMA 5-20R | Protection Type: Surge Protection | Protection Type: Spike Protection | 34.500 x 9.000 x 4.000 | Designed to optimize space and efficiency in power management, these single circuit, 15 Amp and 20 Amp rackmount power distribution systems (maximum total current draw) provide up to 20 total outlets within a shallow depth.
Accessories | Middle Atlantic | PD-2015R-HH-NS | 20OUT,15A,10ON10SW,MULTIMNT,CD | 380 | 342 | [8 empty] | 656747105326 | Y | 6.4 | https://assetserver.net/_assets/middle atlantic/1000/pd2015rhhns.jpg |  | https://assetserver.net/_assets/_prop65/shortform cancerandreprod_midat.jpg | CN | Power | Accessories |  |  | 0 | Versatile design lets unit be mounted horizontally or vertically | Space-saving shallow 4" depth | 20 total outlets in small package | Front 10 outlets have lighted switch | Features 9' SignalSAFE&trade; power cord to minimize AC magnetic fields | 21.500 x 9.750 x 3.700 | The Multi-Mount series PDU is an excellent choice for those who need flexibility in placing outlets. With this series, you can easily mount outlets where they are needed, providing the ultimate mounting flexibility. The Multi-Mount series power distribution unit features a space-saving chassis with a shallow depth of 4in, which allows you to save room for your important equipment. Rack mounted power with 15 Amps & 20 Outlets, the Multi-Mount series rackmount PDU supports many plug styles with varied orientations. Additionally, the reversible, adjustable mounting ears support many mounting methods, allowing you to mount the unit horizontally or vertically. The attached 9ft SignalSAFE power cord minimizes potential interference from AC magnetic fields from other equipment in the rack. Overall, the Multi-Mount series power distribution unit is an excellent choice for those who want to plug it in, feel confident, and simply focus on creating an amazing AV experience.
Accessories | Middle Atlantic | PD-2020R-NS | 20OUT 20A,RKMT,NO SURGE | 420 | 378 | [8 empty] | 656747126581 | Y | 6 |  |  | https://assetserver.net/_assets/_prop65/shortform cancerandreprod_midat.jpg | CN | Power | Accessories |  |  | 0 | Plug/Connector Type: NEMA 5-20P | Plug/Connector Detail: 1 x NEMA 5-20P | Receptacle Type: NEMA 5-20R | Receptacle Detail: 20 x NEMA 5-20R | Protection Type: EMI Filter | 22.000 x 10.000 x 4.000 | Designed to optimize space and efficiency in power management, these single circuit, 15 Amp and 20 Amp rackmount power distribution systems (maximum total current draw) provide up to 20 total outlets within a shallow depth.
Accessories | Middle Atlantic | PD-2415SC | SLIM PWR STRP,24OUT,15A,W/SRG | 367 | 330.3 | [8 empty] | 656747047640 | Y | 5.1 |  |  | https://assetserver.net/_assets/_prop65/shortform cancerandreprod_midat.jpg | CN-China | Power | Accessories |  |  | 0 | Plug/Connector Type: NEMA 5-15P | Receptacles: 24 x NEMA 5-15R | Cord Length: 10 ft | Circuit Breaker: Yes | Height: 60" | 63.000 x 4.000 x 2.750 | The Middle Atlantic PD-2415SC Select Series Slim High Density Vertical Power Strip is the ideal solution for racks filled with power-hungry equipment. Designed with a slim, lightweight chassis, this power strip mounts vertically and discreetly in the back of your rack, offering a high density of outlets to ensure every device gets the power it needs. With 24 outlets and a 15-amp capacity, the PD-2415SC supports even the most demanding AV installations. Equipped with a 10ft SignalSAFE power cord, this power strip helps to minimize interference from AC magnetic fields, ensuring reliable performance for all your equipment. Installation is quick and easy with the included mounting hardware, allowing you to simply snap the PDU into place and focus on delivering an amazing AV experience. Whether you're dealing with limited rack space or just need more outlets, the PD-2415SC offers a smart, space-saving solution, giving you the power capacity you need without compromising valuable rack space.
Accessories | Middle Atlantic | PD-2420SC-NS | 24OUTLET,1X20A CIRC.,CORD | 367 | 330.3 | [8 empty] | 656747070686 | Y | 7 |  |  | https://assetserver.net/_assets/_prop65/shortform cancerandreprod_midat.jpg | CN | Power | Accessories |  |  | 0 | Plug/Connector Type: NEMA 5-20P | Receptacles: 2 x NEMA 5-20R | Receptacles: 22 x NEMA 5-15R | Cord Length: 10 ft | Circuit Breaker: Yes | 63.000 x 4.000 x 2.000 | The Select Series PD Slim High Density Vertical Power Strips are the ideal solution for racks filled with power-hungry equipment. The high density of outlets in each strip ensures that every piece of equipment receives the power it requires. The power strip is mounted vertically and unobtrusively in the back of the rack, leaving ample space for other essential equipment. The lightweight, slim design of the power strip allows installers to provide as many outlets as possible while taking up minimal vertical space. The rack mounted power strip has 20 Amps, 24 Outlets, and a 10ft SignalSAFE power cord. The mounting hardware is included and takes no time to snap the PDU on to the side of the rack. The attached SignalSAFE power cord minimizes potential interference from AC magnetic fields from other equipment in the rack. Overall, with the Select Series PD Slim High Density Vertical Power Strips, finding space for power in your rack is the least of your worries. You can plug it in, feel confident, and simply focus on creating an amazing AV experience.
Accessories | Middle Atlantic | PD-2X1215TL-30CB | (2)12OUT,15AMP,CIRC,TL,30CB | 1588 | 1429.2 | [8 empty] | 656747080944 | Y | 16.2 |  |  | https://assetserver.net/_assets/_prop65/shortform cancerandreprod_midat.jpg | US | Power | Accessories |  |  | 0 | Plug/Connector Type: NEMA L5-30 | Receptacles: 24 x NEMA L5-30R | Cord Length: 9.50 ft | Circuit Breaker: Yes | Maximum Input Current: 30 A | 7.250 x 4.625 x 65.000 | Supplies power on two circuits to 15 Amp equipment for broadcasting, data centers and audio/video installations. Connects to 30 Amp uninterruptible power supplies per NEC regulations
Accessories | Middle Atlantic | PD-715SC-NS | 7 OUTLET, 15 AMP, SLIM POWER STRIP, NO SURGE | 234 | 210.6 | [8 empty] | 656747188251 | Y | 2.5 |  |  | https://assetserver.net/_assets/_prop65/shortform cancerandreprod_midat.jpg | US-United States | Power | Accessories |  |  | 0 | Plug/Connector Type: NEMA 5-15P | Receptacles: 7 x AC Power | Cord Length: 10 ft | Circuit Breaker: Yes | Input Voltage: 115 V AC | 16.000 x 4.250 x 3.500 | The Select Series PD Slim High Density Vertical Power Strips are the ideal solution for racks filled with power-hungry equipment. The high density of outlets in each strip ensures that every piece of equipment receives the power it requires. The power strip is mounted vertically and unobtrusively in the back of the rack, leaving ample space for other essential equipment. The lightweight, slim design of the power strip allows installers to provide as many outlets as possible while taking up minimal vertical space. The rack mounted power strip has 15 Amps, 7 Outlets, and a 10ft SignalSAFE power cord. The mounting hardware is included and takes no time to snap the PDU on to the side of the rack. The attached SignalSAFE power cord minimizes potential interference from AC magnetic fields from other equipment in the rack. Overall, with the Select Series PD Slim High Density Vertical Power Strips, finding space for power in your rack is the least of your worries. You can plug it in, feel confident, and simply focus on creating an amazing AV experience.
Accessories | Middle Atlantic | PD-815RA-PL | POWER CENTER W/ANODIZED FACE | 610 | 549 | 6 | 6 | [6 empty] | 656747056383 | Y | 9 |  |  | https://assetserver.net/_assets/_prop65/shortform cancerandreprod_midat.jpg | US | Power | Accessories |  |  | 0 | Plug/Connector Type: NEMA 5-15P | Receptacles: 8 x NEMA 5-15R | Cord Length: 9 ft | Input Voltage: 120 V AC | Maximum Input Current: 15 A | 21.000 x 9.000 x 4.000 | Power your rack with the power distribution unit designed specifically for AV applications. From just one rack mounted PDU you can protect all your devices from surges and provide EMI filtering. Plug it in, feel confident, and simply focus on creating an amazing AV experience. Rack mounted power 15 Amps & 8 Outlet power distribution unit. 9ft SignalSAFE power cord. Keep your rack organized and cables easy to manage. The extended chassis depth is designed to make the rack PDU easy to plug in equipment. No more struggling to reach the plug in the rack. Protect your equipment. Basic surge protection. Built in EMI filtering. Line to neutral surge protection ensures the ground is not contaminated. This PDU occupies only one rackspace. The attached SignalSAFE power cord minimizes potential interference from AC magnetic fields from other equipment in the rack. No switch on the front of this rack PDU to keep other's hands off. A light indicates whether PDU is receiving power or not.
Accessories | Middle Atlantic | PD-815SC | SLIM PWR STRP,8OUT,15A,W/SRG | 234 | 210.6 | [8 empty] | 656747047657 | Y | 2.7 |  |  | https://assetserver.net/_assets/_prop65/shortform cancerandreprod_midat.jpg | CN-China | Power | Accessories |  |  | 0 | Plug/Connector Type: NEMA 5-15P | Receptacles: 8 x NEMA 5-15R | Cord Length: 10 ft | Circuit Breaker: Yes | Input Voltage: 115 V AC | 21.000 x 4.500 x 3.500 | The Select Series PD Slim High Density Vertical Power Strips are the ideal solution for racks filled with power-hungry equipment. The high density of outlets in each strip ensures that every piece of equipment receives the power it requires. The power strip is mounted vertically and unobtrusively in the back of the rack, leaving ample space for other essential equipment. The lightweight, slim design of the power strip allows installers to provide as many outlets as possible while taking up minimal vertical space. The power strip includes basic surge protection, 15 Amps, 8 Outlets, and a 10ft SignalSAFE power cord. The mounting hardware is included and takes no time to snap the PDU on to the side of the rack. The attached SignalSAFE power cord minimizes potential interference from AC magnetic fields from other equipment in the rack. Overall, with the Select Series PD Slim High Density Vertical Power Strips, finding space for power in your rack is the least of your worries. You can plug it in, feel confident, and simply focus on creating an amazing AV experience.
Accessories | Middle Atlantic | PD-815SC-20 | PD-815SC W/20' POWER CORD | 258 | 232.2 | 3 | [6 empty] | 3 | 656747103872 | Y | 3.7 |  |  | https://assetserver.net/_assets/_prop65/shortform cancerandreprod_midat.jpg | CN-China | Power | Accessories |  |  | 0 | Plug/Connector Type: NEMA 5-15P | Receptacles: 8 x NEMA 5-15R | Cord Length: 20 ft | Circuit Breaker: Yes | Form Factor: Rack-mountable | 22.000 x 5.000 x 4.000 | The Select Series PD Slim High Density Vertical Power Strips are the ideal solution for racks filled with power-hungry equipment. The high density of outlets in each strip ensures that every piece of equipment receives the power it requires. The power strip is mounted vertically and unobtrusively in the back of the rack, leaving ample space for other essential equipment. The lightweight, slim design of the power strip allows installers to provide as many outlets as possible while taking up minimal vertical space. The power strip includes basic surge protection, 15 Amps, 8 Outlets, and a 20ft SignalSAFE power cord. The mounting hardware is included and takes no time to snap the PDU on to the side of the rack. The attached SignalSAFE power cord minimizes potential interference from AC magnetic fields from other equipment in the rack. Overall, with the Select Series PD Slim High Density Vertical Power Strips, finding space for power in your rack is the least of your worries. You can plug it in, feel confident, and simply focus on creating an amazing AV experience.
Accessories | Middle Atlantic | PD-815SC-PBSH | SHELF MOUNT 8 OUTLET 15A POWER STRIP | 370 | 333 | 12 |  |  |  | 6 |  | 3 | 3 | 656747098253 | Y | 4 |  |  | https://assetserver.net/_assets/_prop65/shortform cancerandreprod_midat.jpg | US | Power | Accessories |  |  | 0 | Plug/Connector Type: NEMA 5-15P | Receptacles: 8 x NEMA 5-15R | Cord Length: 10 ft | Circuit Breaker: Yes | Form Factor: Vertical Rackmount | 21.000 x 6.000 x 4.000 | High density power strips feature a slim, low-profile design and staggered outlets to accommodate plug-in power supplies.
Accessories | Middle Atlantic | PD-915RC-20 | PD-915R W/20' POWER CORD | 294 | 264.6 | 2 | 2 | [6 empty] | 656747103889 | Y | 10 | https://assetserver.net/_assets/middle atlantic/1000/pd915rc20.jpg |  | https://assetserver.net/_assets/_prop65/shortform cancerandreprod_midat.jpg | CN-China | Power | Accessories |  |  | 0 | [5 empty] | 13.500 x 22.000 x 4.000 | The PD-915R rackmount power distribution unit is equipped with 8 rear outlets, and one front outlet. Standard equipment includes surge and spike protection, EMI filtering, and a 9' cord. A generous 9-inch depth offers easy access to the 15 amp rear panel outlets, which are solidly mounted on yokes to eliminate deflection. An illuminated combination power switch/ circuit breaker is located on the front panel (PD-915R, PD-915RC-20 only). UL listed in the US and Canada. Occupies one rackspace. The PD-915RC-20 shares all of the same features as the PD-915R, but boasts a generous 20' cord.
Accessories | Middle Atlantic | PDC-915R-2 | 9OUT 15A 2STAGE NTFY CTRL | 514 | 462.6 | [8 empty] | 656747125690 | Y | 9 |  |  | https://assetserver.net/_assets/_prop65/shortform cancerandreprod_midat.jpg | CN-China | Power | Accessories |  |  | 0 | Rear distribution outlets with one front convenience outlet | Includes two controlled outlets on rear (dry contact control) | Includes surge and spike protection, with notification | Occupies one rackspace | 9 foot cord, with front power switch | 22.000 x 13.250 x 3.750
Accessories | Middle Atlantic | PDCOOL-1015RA | PWRCOOL,15A,10OUT(10 ON R),IEC INPUT,2STAGESRG | 946 | 851.4 | [8 empty] | 656747199097 | Y | 10.8 |  |  | https://assetserver.net/_assets/_prop65/shortform cancerandreprod_midat.jpg | CN-China | Power | Accessories |  |  | 0 | Plug/Connector Type: NEMA 5-15P | Receptacle Type: AC Power | Receptacle Detail: 10 x AC Power | Protection Type: Surge Protection | Protection Type: Spike Protection | 21.750 x 17.750 x 5.000 | <b>PowerCool&trade; Series Power &amp; Cooling Solution in One<br /><br /></b>These power distribution units provides integrated rackmount power distribution and cooling solution in convenient one rackspace package.<br /> <ul> <li>Blower exhausts 50 CFM while providing high static pressure to maintain airflow</li> <li>Thermal sensing with proportional blower speed</li> <li>Multi-stage surge protection with surge status notification</li> <li>Ultra quiet operation (max sound level 29 dB) with a unique space saving design</li> <li>Multiple models for residential and commercial applications</li> <li>Key-lock switch model for additional security</li> </ul>
Accessories | Middle Atlantic | PDCOOL-1020RK | PWRCOOL,20A,10OUT(REAR ONLY),IEC INPUT,SRG | 1040 | 936 | [8 empty] | 656747199110 | Y | 12.2 |  |  | https://assetserver.net/_assets/_prop65/shortform cancerandreprod_midat.jpg | CN-China | Power | Accessories |  |  | 0 | Combines power distribution and cooling in convenient one space package | Quiet blower exhausts 50 CFM with high static pressure to maintain flow | Thermostatic proportional speed control runs only when needed | Includes surge protection with notification | Front key power switch for extra security | 21.800 x 17.800 x 4.800
Accessories | Middle Atlantic | PDCOOL-1115R | PWRCOOL,15A,110OUT(10 ON R),IEC INPUT,2STAGESRG | 940 | 846 | [8 empty] | 656747199080 | Y | 11.6 |  |  | https://assetserver.net/_assets/_prop65/shortform cancerandreprod_midat.jpg | CN-China | Power | Accessories |  |  | 0 | Combines power distribution and cooling in convenient one space package | Quiet blower exhausts 50 CFM with high static pressure to maintain flow | Thermostatic proportional speed control runs only when needed | Includes surge protection with notification |  | 21.750 x 18.000 x 5.500
Accessories | Middle Atlantic | PDCOOL-1120R | PWRCOOL,20A,11 OUT(10 ON R).IECINPUT,2STAGESRG | 1020 | 918 | 8 | [6 empty] | 8 | 656747199103 | Y | 12 |  |  | https://assetserver.net/_assets/_prop65/shortform cancerandreprod_midat.jpg | US | Power | Accessories |  |  | 0 | Receptacles: 11 x NEMA 5-20R | Input Voltage: 120 V AC | Power Cord/Cable Length: 6 ft | Height: 1.8" | Width: 19" | 21.800 x 17.800 x 4.800 | <p>EIA compliant 19" PowerCool&trade; Rackmount power distribution and cooling unit shall be Middle Atlantic Products model # PDCOOL-1120R, with a 20 amp capacity, 2 stage, normal mode (Line to Neutral) spike and surge suppression with dry contact and LED status indicators and EMI filtering. PowerCool shall activate at 87&deg;F (30.5&deg;C), reach full speed at 95&deg;F (35&deg;C) and switch off at 85&deg;F (29.4&deg;C). PowerCool shall displace 50 CFM with a maximum decibel level of 29 dB (measurements made 1 meter from source, centered horizontally and vertically). PowerCool shall operate at a static pressure of .031 in. H20. PowerCool shall have a removable 10" temperature probe. PowerCool shall have a normally open contact closure for remote surge suppression status notification to customer supplied monitoring device shall operate on 120 volt AC/60Hz nominal power. PowerCool shall have a removable 6' 20A (14-3) IEC SignalSAFE&trade; power cord with IEC C-20 receptacle. PowerCool shall have 1 front and 10 NEMA 5-20R outlets, and circuit breaker switch with switch guard located on the front of the unit. "Clean ground" surge suppressor design shall not pass noise contamination to the ground. PowerCool shall occupy one rackspace with a flat black finish. PowerCool shall comply with the requirements of RoHS EU Directive 2002/95/EC. PowerCool shall be manufactured by an ISO 9001 registered company. PowerCool shall be warrantied to be free from defects in materials and workmanship under normal use and conditions for a period of 3 years. PowerCool shall be ETL listed to UL standard 1419 in the US and CAN/CSA C22.2 #60065 in Canada.</p>
Accessories | Middle Atlantic | PD-DC-125R | DC PWR DIST,125W RKMNT | 1100 | 990 | 2 | [5 empty] | 2 |  | 656747258367 | Y | 10.2 | https://assetserver.net/_assets/middle atlantic/1000/pddc125r.jpg | https://assetserver.net/_assets/middle atlantic/pdf/pddc125r-spec.pdf | https://assetserver.net/_assets/_prop65/shortform cancerandreprod_midat.jpg | CN | Power | Accessories |  |  | 0 | Multiple voltage outputs (5V, 12V, 18V, & 24V, depending on model) supported in a single box form factor | Color-coded screw terminal connectors with industry standard voltages & polarity labeling for easy identification | MOV surge and overload protection on the AC input and auto-resetting PTC overload protection on each individual DC output | USB charging ports provided to conveniently power compatible products (not for data transfer) | AC convenience outlets provided (PD-DC-45 only) | 23.500 x 15.250 x 5.250 | Clean up the rack by replacing messy, space consuming wall warts and power strips with a DC power solution designed for maximum voltage flexibility</b>. Eliminate wall warts and other power clutter in your AV, networking or security installations with DC Power Distribution, the perfect power solution for build areas with a multitude of devices in varying voltages. With ultimate flexibility built in, these DC Power Distribution solutions provide support and availability for multiple industry standard voltages as well as mounting options allowing the units to be placed within a typical rack unit, small enclosure or wall box. This space-saving solution is intuitive to install with a color-coded screw terminal connector platform that manages the multiple voltage options and easy to identify polarity labeling. Simply streamline the install by allowing leads to be trimmed to length and by reducing design modifications contributing to additional labor costs with DC Power Distribution
Accessories | Middle Atlantic | PD-DC-300-12-24V | DC PWR DIST,300W,RKMNT,12V AND 24V | 1800 | 1620 | [8 empty] | 656747346514 | Y | 9 | https://assetserver.net/_assets/middle atlantic/1000/pddc3001224v.jpg | https://assetserver.net/_assets/middle atlantic/pdf/pddc3001224v-spec.pdf | https://assetserver.net/_assets/_prop65/shortform cancerandreprod_midat.jpg | CN | Power | Accessories |  |  | 0 | Industry-leading number of outputs with power distributed to as many as 24 devices | Industry-leading number of outputs with power distributed to as many as 24 devices | Maximum current capacity, up to 300W of power: 12V and 24V, 12.5A and 6.25A respectively (300W) | Maximum current capacity, up to 300W of power: 12V and 24V, 12.5A and 6.25A respectively (300W) | Reliable multi-level protection on both AC input and DC outputs to ensure maximum uptime: MOV surge and overload protection on the AC input, Individual redundancy built in with auto-resetting PTC overload protection on each individual output | 18.500 x 4.375 x 12.000 | <p>Optimize any installation with the industry-leading power capacity of the fixed voltage, DC Power Distribution line. These solutions not only remove messy, space-consuming, unreliable wall warts and other power clutter from the design, but also provide maximum power to support a multitude of 12V and 24V devices. The 300W unit provides high current capacity to an extensive number of 12V and 24V outputs, maximizing industry standard voltages in a single unit. The multi-mount design can be installed in an available 1RU space or at the back or side of the rack for zero-U mounting, providing ultimate installation flexibility. Promoting enhanced design of system power demands, while still providing a seamless install experience, the 300W DC Power Distribution line is innovatively engineered for multiple applications spanning markets from North America to Europe.</p>
Accessories | Middle Atlantic | PD-DC-300-12V | DC PWR DIST,300W,RKMNT,12V | 1800 | 1620 | [8 empty] | 656747346484 | Y | 8 | https://assetserver.net/_assets/middle atlantic/1000/pddc30012v.jpg | https://assetserver.net/_assets/middle atlantic/pdf/pddc30012v-spec.pdf | https://assetserver.net/_assets/_prop65/shortform cancerandreprod_midat.jpg | CN | Power | Accessories |  |  | 0 | Industry-leading number of outputs with power distributed to as many as 24 devices | Industry-leading number of outputs with power distributed to as many as 24 devices | Maximum current capacity, up to 300W of power: 12V, 25A Max (300W) | Maximum current capacity, up to 300W of power: 12V, 25A Max (300W) | Reliable multi-level protection on both AC input and DC outputs to ensure maximum uptime: MOV surge and overload protection on the AC input, Individual redundancy built in with auto-resetting PTC overload protection on each individual output | 18.500 x 4.375 x 12.000 | <p>Optimize any installation with the industry-leading power capacity of the fixed voltage, DC Power Distribution line. These solutions not only remove messy, space-consuming, unreliable wall warts and other power clutter from the design, but also provide maximum power to support a multitude of 12V devices. The 300W unit provides high current capacity to an extensive number of 12V outputs, maximizing the same voltage in the single unit. The multi-mount design can be installed in an available 1RU space or at the back or side of the rack for zero-U mounting, providing ultimate installation flexibility. Promoting enhanced design of system power demands, while still providing a seamless install experience, the 300W DC Power Distribution line is innovatively engineered for multiple applications spanning markets from North America to Europe. </p>
Accessories | Middle Atlantic | PD-DC-300-24V | DC PWR DIST,300W,RKMNT,24V | 1800 | 1620 | [8 empty] | 656747346491 | Y | 8.1 | https://assetserver.net/_assets/middle atlantic/1000/pddc30024v.jpg | https://assetserver.net/_assets/middle atlantic/pdf/pddc30024v-spec.pdf | https://assetserver.net/_assets/_prop65/shortform cancerandreprod_midat.jpg | CN-China | Power | Accessories |  |  | 0 | Industry-leading number of outputs with power distributed to as many as 24 devices | Industry-leading number of outputs with power distributed to as many as 24 devices | Maximum current capacity, up to 300W of power: 24V, 12.5A Max (300W) | Maximum current capacity, up to 300W of power: 24V, 12.5A Max (300W) | Reliable multi-level protection on both AC input and DC outputs to ensure maximum uptime: MOV surge and overload protection on the AC input, Individual redundancy built in with auto-resetting PTC overload protection on each individual output | 18.500 x 4.375 x 12.000 | <p>Optimize any installation with the industry-leading power capacity of the fixed voltage, DC Power Distribution line. These solutions not only remove messy, space-consuming, unreliable wall warts and other power clutter from the design, but also provide maximum power to support a multitude of 12V devices. The 300W unit provides high current capacity to an extensive number of 12V outputs, maximizing the same voltage in the single unit. The multi-mount design can be installed in an available 1RU space or at the back or side of the rack for zero-U mounting, providing ultimate installation flexibility. Promoting enhanced design of system power demands, while still providing a seamless install experience, the 300W DC Power Distribution line is innovatively engineered for multiple applications spanning markets from North America to Europe. </p>
Accessories | Middle Atlantic | PD-DC-45 | DC PWR DIST,45W COMPACT | 700 | 630 | [8 empty] | 656747258343 | Y | 4.5 |  |  | https://assetserver.net/_assets/_prop65/shortform cancerandreprod_midat.jpg | CN-China | Power | Accessories |  |  | 0 | Multiple voltage outputs (5V and 12V) supported in a convenient, single box form factor | Color-coded screw terminal connectors with industry standard voltages and polarity labeling for easy identification | Reliable multi-level protection on both AC input and DC outputs to ensure maximum uptime: MOV surge and overload protection on the AC input, Individual redundancy built in with auto-resetting PTC overload protection on each individual output | 5V USB ports provided to conveniently power compatible products | AC convenience outlets provided on 45W model | 12.000 x 10.000 x 4.000 | <p>Eliminate wall warts and other power clutter in your AV, networking or security installations with DC Power Distribution, the perfect power solution for build areas with a multitude of devices in 5V and 12V voltages. With ultimate flexibility built in, these DC Power Distribution solutions provide support and availability for multiple industry standard voltages as well as mounting options allowing the units to be placed within a typical rack unit, small enclosure or wall box. This space-saving solution is intuitive to install with a color-coded screw terminal connector platform that manages the multiple voltage options and easy to identify polarity labeling. Simply streamline the install by allowing leads to be trimmed to length and by reducing design modifications contributing to additional labor costs with DC Power Distribution.</p>
Accessories | Middle Atlantic | PDLT-815RVA | 8 OUTLET,15A,RAKCMOUNT PWR/LIGHT BLACK ANODIZE | 721 | 648.9 | [8 empty] | 656747073090 | Y | 11.4 |  |  | https://assetserver.net/_assets/_prop65/shortform cancerandreprod_midat.jpg | CN-China | Power | Accessories |  |  | 0 | [5 empty] | 21.750 x 13.250 x 3.750 | Designed with aesthetics in mind, the designer inspired PDLT Series Rack Light and Power Distribution Unit can illuminate components while also powering and protecting the system.<ul><li>Dimmable, retractable front light for component illumination</li><li>15 Amp power to 8 rear outlets, spaced to accomodate plug-in power supplies</li><li>Clean ground surge suppressor design will not pass noise contamination to the ground</li><li>Two rear USB ports for use with the optional LED gooseneck work light (model # LT-GN)</li></ul>
Accessories | Middle Atlantic | PDS-1615R | 16OUT 15A 3STGSEQ 2STGSRG | 721 | 648.9 | [8 empty] | 656747129902 | Y | 7 |  |  | https://assetserver.net/_assets/_prop65/shortform cancerandreprod_midat.jpg | CN-China | Power | Accessories |  |  | 0 | Versatile design lets unit be mounted horizontally or vertically | Space-saving shallow 4" depth | 16 total outlets in small package (10 always on, 6 sequenced) | Includes 3-step sequencing | Includes 2-stage surge protection with notification | 22.000 x 10.000 x 3.750
Accessories | Middle Atlantic | PDS-620R | 6 OUT SEQUENCED 20A POWER | 1112 | 1000.8 | 4 | [5 empty] | 3 | 1 | 656747073021 | Y | 11 |  |  | https://assetserver.net/_assets/_prop65/shortform cancerandreprod_midat.jpg | CN-China | Power | Accessories |  |  | 0 | Plug/Connector Type: NEMA 5-20P | Receptacles: 6 x NEMA 5-20R | Receptacles: 1 | Cord Length: 9 ft | Circuit Breaker: Yes | 22.000 x 13.500 x 3.500 | The Middle Atlantic PDS-620R is an excellent power distribution unit that provides built-in sequencing functions, which saves space and makes it easier to manage power distribution in your setup. This unit provides 6-step sequencing to 6 rear outlets, allowing you to turn on and off your devices in a specific order to avoid overloading your circuit. Additionally, the PDS-620R allows daisy-chaining up to 3 sequencers to act together, providing even more control over your power distribution. The intervals are adjustable, making it easy to customize your setup to your specific needs. The PDS-620R also features remote triggering and notifications, allowing you to control it from a distance and receive updates on its status. The power distribution unit comes equipped with a 9ft SignalSAFE power cord, which minimizes potential interference from AC magnetic fields from other equipment in the rack. Overall, the Middle Atlantic PDS-620R is an excellent choice for those who want to save space and customize their power distribution setup.
Accessories | Middle Atlantic | PDT-1015C-M-NS | 10 OUT,15A,METER,CORDED | 428 | 385.2 | [8 empty] | 656747129797 | Y | 3.6 |  |  | https://assetserver.net/_assets/_prop65/shortform cancerandreprod_midat.jpg | CN-China | Power | Accessories |  |  | 0 | Compact design takes up minimal space inside racks | Fast, easy mounting with reusable, space-saving clips | Includes local meter with bright LED display | 9' cord with SignalSAFE&trade; wire to avoid magnetic interference |  | 41.500 x 3.000 x 3.000 | Get more outlets without giving up rack space. With a thin chassis, the Select Series PDT Low Profile Vertical Power Strip mounts unobtrusively in the back of the rack while still placing outlets right next to the equipment it needs to power. The rack mounted power unit comes with mounting hardware to snap the PDU right into place. A no brainer for your AV system! And we will let you in on a secret - the PDTs mount to every style of Middle Atlantic rack rail brackets. Plug it in, feel confident, and simply focus on creating an amazing AV experience. With local meter. 15 Amps & 10 Outlets rack mounted power. Corded 9ft cable. Stay in the know. Access via dry contact allows you to set up remote notification for this PDU. Connect it to control system and receive a notification if the surge protection is ever compromised. Lacking space in your rack for power? Thin design takes up minimal space inside racks while still allowing each piece of vital equipment to receive the power it needs. Make installation easy as one, two, clip. The mounting hardware is included and takes no time to snap the PDU on to the rack (plus the clip are reusable!) Worried about interference? The corded models use a SignalSAFE wire which minimizes potential interference from AC magnetic fields from other equipment in the rack.
Accessories | Middle Atlantic | PDT-1015C-RN | 10 OUT,15A,SRG&NFY,CORD | 331 | 297.9 | 1 | 1 | [6 empty] | 656747129766 | Y | 3.7 |  |  | https://assetserver.net/_assets/_prop65/shortform cancerandreprod_midat.jpg | CN | Power | Accessories |  |  | 0 | Compact design takes up minimal space inside racks | Fast, easy mounting with reusable, space-saving clips | Includes surge protection | 9' cord with SignalSAFE&trade; wire to avoid magnetic interference |  | 41.000 x 3.500 x 3.000 | Get more outlets without giving up rack space. With a thin chassis, the Select Series PDT Low Profile Vertical Power Strip mounts unobtrusively in the back of the rack while still placing outlets right next to the equipment it needs to power. The rack mounted power unit comes with mounting hardware to snap the PDU right into place. A no brainer for your AV system! And we will let you in on a secret - the PDTs mount to every style of Middle Atlantic rack rail brackets. Plug it in, feel confident, and simply focus on creating an amazing AV experience. 2-Stage surge protection. 15 Amps & 10 Outlets rack mounted power. Corded 9ft cable. Stay in the know. Access via dry contact allows you to set up remote notification for this PDU. Connect it to control system and receive a notification if the surge protection is ever compromised. Lacking space in your rack for power? Thin design takes up minimal space inside racks while still allowing each piece of vital equipment to receive the power it needs. Make installation easy as one, two, clip. The mounting hardware is included and takes no time to snap the PDU on to the rack (plus the clip are reusable!) Worried about interference? The corded models use a SignalSAFE wire which minimizes potential interference from AC magnetic fields from other equipment in the rack.
Accessories | Middle Atlantic | PDT-1020C-NS | PD THIN,1-20A CIR,10 OUT,CORD | 331 | 297.9 | [8 empty] | 656747065378 | Y | 4.12 |  |  | https://assetserver.net/_assets/_prop65/shortform cancerandreprod_midat.jpg | CN-China | Power | Accessories |  |  | 0 | Plug/Connector Type: NEMA 5-20P | Receptacles: 10 x NEMA 5-20R | Cord Length: 10 ft | Circuit Breaker: Yes | Input Voltage: 115 V AC | 41.500 x 3.500 x 3.000 | The Middle Atlantic PDT-1020C-NS Select Series PDT Low Profile Vertical Power Strip is designed to maximize your rack space while providing reliable power distribution. With a thin chassis, this power strip mounts unobtrusively in the back of the rack, placing its 10 outlets right next to the equipment that needs to be powered. It features a 9ft corded design with 20 amps of power capacity, ensuring each piece of critical AV gear gets the power it requires. The PDT comes with mounting hardware that easily snaps the PDU into place, saving you time during installation. Plus, the clips are reusable, allowing flexibility for future adjustments. This power strip is compatible with every style of Middle Atlantic rack rail brackets, making it a versatile choice for any AV setup. Additionally, the PDT-1020C-NS uses SignalSAFE wire, which minimizes interference from AC magnetic fields generated by other equipment in the rack. With its minimal footprint and ease of installation, this power strip is a smart choice for anyone looking to enhance their AV system's power management.
Accessories | Middle Atlantic | PDT-1220C-NS | 12 OUTLETS,20A,CORD,NS | 367 | 330.3 | 1 | [6 empty] | 1 | 656747191732 | Y | 12 |  |  | https://assetserver.net/_assets/_prop65/shortform cancerandreprod_midat.jpg | CN-China | Power | Accessories |  |  | 0 | Plug/Connector Type: NEMA L5-20P | Receptacles: 12 x NEMA 5-20R | Cord Length: 9 ft | Circuit Breaker: Yes |  | 3.750 x 54.000 x 3.250 | <p>PDT Series Thin Power Strips take up minimal space inside a rack and feature a unique design that allows for isolated ground configurability. Dual circuit models can be configured to operate as a single circuit and all models are factory assembled for easy installation.</p>
Accessories | Middle Atlantic | PDT-1415C | 14 OUTLETS,15A,CORD,SURGE | 367 | 330.3 | [8 empty] | 656747191749 | Y | 4.9 | https://assetserver.net/_assets/middle atlantic/1000/pdt1415c.jpg |  | https://assetserver.net/_assets/_prop65/shortform cancerandreprod_midat.jpg | CN-China | Power | Accessories |  |  | 0 | Includes surge protection |  |  |  |  | 64.000 x 3.000 x 2.500 | Compact, quick-mount design takes up minimal space inside racks
Accessories | Middle Atlantic | PDT-1415C-NS | 14 OUTLETS,15A,CORD,NS | 318 | 286.2 | [8 empty] | 656747191756 | Y | 4.8 |  |  | https://assetserver.net/_assets/_prop65/shortform cancerandreprod_midat.jpg | CN-China | Power | Accessories |  |  | 0 | Plug/Connector Type: NEMA 5-15P | Receptacles: 14 x NEMA 5-15R | Cord Length: 9 ft | Product Color: Black Anodized | Product Material: Aluminum | 64.000 x 4.000 x 3.000 | <p>High density thin power distribution shall be Middle Atlantic Products model # PDT-1415C-NS with 14 outlets and 15 amps. Thin power distribution shall be 59-1/2" long x 1" deep x 1.3" wide. Thin power distribution shall feature 14 NEMA 5-15R outlets. Corded power strip include 15 amp protection and mounting hardware. Corded models shall be terminated with 9' SignalSAFE&trade; power cord and NEMA 5-15P plug. PDT Series shall feature a black anodized finish. Regular and top feed models shall be provided to accommodate installations where ground prongs must be positioned at the top of each outlet. PDT shall include a permanently installed supplementary grounding and bonding stud. PDT Series shall be ETL listed to UL Standard 1363 in the US and to CAN/CSA C22.2 #21 in Canada. PDT shall be GREENGUARD Indoor Air Quality Certified for Children and Schools. PDT shall be RoHS EU Directive 2002/95/EC compliant. PDT shall be manufactured by an ISO 9001 registered company. PDT shall be warrantied to be free from defects in material or workmanship under normal use and conditions for a period of three years.</p>
Accessories | Middle Atlantic | PDT-1615C-NS | PD THIN,1-15A,16 OUT,CORD | 343 | 308.7 | [8 empty] | 656747118487 | Y | 3.65 | https://assetserver.net/_assets/middle atlantic/1000/pdt1615cns.jpg |  | https://assetserver.net/_assets/_prop65/shortform cancerandreprod_midat.jpg | CN-China | Power | Accessories |  |  | 0 | Plug/Connector Type: NEMA 5-15P | Receptacles: 16 x NEMA 5-15R | Cord Length: 9 ft | Maximum Input Current: 15 A | Form Factor: Rack-mountable | 36.500 x 3.400 x 2.900 | PDT Series Thin Power Strips take up minimal space inside a rack and feature a unique design that allows for isolated ground configurability. Dual circuit models can be configured to operate as a single circuit and all models are factory assembled for easy installation.
Accessories | Middle Atlantic | PDT-1620C-NS | PD THIN,1-20A,16 OUT,CORD | 391 | 351.9 | [8 empty] | 656747118494 | Y | 4.56 | https://assetserver.net/_assets/middle atlantic/1000/pdt1620cns.jpg |  | https://assetserver.net/_assets/_prop65/shortform cancerandreprod_midat.jpg | CN-China | Power | Accessories |  |  | 0 | Plug/Connector Type: NEMA 5-20P | Receptacles: 16 x NEMA 5-20R | Cord Length: 9 ft | Circuit Breaker: Yes | Form Factor: Rack-mountable | 3.000 x 3.400 x 37.000 | PDT Series Thin Power Strips take up minimal space inside a rack and feature a unique design that allows for isolated ground configurability. Dual circuit models can be configured to operate as a single circuit and all models are factory assembled for easy installation.
Accessories | Middle Atlantic | PDT-2015C-M-NS | 20OUT,15A,METER,CORDED | 562 | 505.8 | [8 empty] | 656747129803 | Y | 5.6 |  |  | https://assetserver.net/_assets/_prop65/shortform cancerandreprod_midat.jpg | CN | Power | Accessories |  |  | 0 | Plug/Connector Type: NEMA 5-15P | Receptacles: 20 x NEMA 5-15R | Cord Length: 9 ft | Circuit Breaker: Yes | Maximum Input Current: 15 A | 25.000 x 3.000 x 3.000 | High density thin power distribution shall be Middle Atlantic Products model # PDT-2015C-M-NS with 20 outlets and 15 amps. Thin power distribution shall be 72.72" long x 1" deep x 1.3" wide. Thin power distribution shall feature 20 NEMA 5-15R outlets. Corded power strip include 15 amp protection and mounting hardware. Corded models shall be terminated with 9' SignalSAFE&trade; power cord and NEMA 5-15P plug. Thin power distribution shall be available with local amp metering. PDT Series shall feature a black anodized finish. Regular and top feed models shall be provided to accommodate installations where ground prongs must be positioned at the top of each outlet. PDT shall include a permanently installed supplementary grounding and bonding stud. PDT Series shall be ETL listed to UL Standard 1363 in the US and to CAN/CSA C22.2 #21 in Canada. PDT shall be GREENGUARD Indoor Air Quality Certified for Children and Schools. PDT shall be RoHS EU Directive 2002/95/EC compliant. PDT shall be manufactured by an ISO 9001 registered company. PDT shall be warrantied to be free from defects in material or workmanship under normal use and conditions for a period of three years.
Accessories | Middle Atlantic | PDT-2015C-NS | PD THIN,1-15A CIR,20 OUT,CORD | 367 | 330.3 | 15 | 13 |  |  |  |  | 1 | 1 | 656747065361 | N | 5.6 |  |  | https://assetserver.net/_assets/_prop65/shortform cancerandreprod_midat.jpg | US | Power | Accessories |  |  | 0 | Plug/Connector Type: NEMA 5-15P | Receptacles: 20 x NEMA 5-15R | Cord Length: 9 ft | Circuit Breaker: Yes | Maximum Input Current: 15 A | 76.000 x 3.000 x 3.000 | <p>High density thin power distribution shall be Middle Atlantic Products model # PDT-2015C-NS with 20 outlets and 15 amps. Thin power distribution shall be 72.72" long x 1" deep x 1.3" wide. Thin power distribution shall feature 20 NEMA 5-15R outlets. Corded power strip include 15 amp protection and mounting hardware. Corded models shall be terminated with 9' SignalSAFE&trade; power cord and NEMA 5-15P plug. PDT Series shall feature a black anodized finish. Regular and top feed models shall be provided to accommodate installations where ground prongs must be positioned at the top of each outlet. PDT shall include a permanently installed supplementary grounding and bonding stud. PDT Series shall be ETL listed to UL Standard 1363 in the US and to CAN/CSA C22.2 #21 in Canada. PDT shall be GREENGUARD Indoor Air Quality Certified for Children and Schools. PDT shall be RoHS EU Directive 2002/95/EC compliant. PDT shall be manufactured by an ISO 9001 registered company. PDT shall be warrantied to be free from defects in material or workmanship under normal use and conditions for a period of three years. </p>
Accessories | Middle Atlantic | PDT-2015C-RN | 20 OUT,15A,SRG&NFY,CORD | 465 | 418.5 | [8 empty] | 656747129773 | Y | 5.5 |  |  | https://assetserver.net/_assets/_prop65/shortform cancerandreprod_midat.jpg | CN | Power | Accessories |  |  | 0 | Plug/Connector Type: NEMA 5-15P | Receptacles: 20 x NEMA 5-15R | Cord Length: 9 ft | Circuit Breaker: Yes | Maximum Input Current: 15 A | 76.000 x 3.000 x 3.000 | High density thin power distribution shall be Middle Atlantic Products model # PDT-2015C-RN with 20 outlets and 15 amps. Thin power distribution shall be 72.72" long x 1" deep x 1.3" wide. Thin power distribution shall feature 20 NEMA 5-15R outlets. Corded power strip include 15 amp protection and mounting hardware. Corded models shall be terminated with 9' SignalSAFE&trade; power cord and NEMA 5-15P plug. Thin power distribution shall be available with remote notification of surge protection. PDT Series shall feature a black anodized finish. Regular and top feed models shall be provided to accommodate installations where ground prongs must be positioned at the top of each outlet. PDT shall include a permanently installed supplementary grounding and bonding stud. PDT Series shall be ETL listed to UL Standard 1363 in the US and to CAN/CSA C22.2 #21 in Canada. PDT shall be GREENGUARD Indoor Air Quality Certified for Children and Schools. PDT shall be RoHS EU Directive 2002/95/EC compliant. PDT shall be manufactured by an ISO 9001 registered company. PDT shall be warrantied to be free from defects in material or workmanship under normal use and conditions for a period of three years.
Accessories | Middle Atlantic | PDT-2020C-M-NS | 20 OUT,20A,METER,CORDED | 672 | 604.8 | [8 empty] | 656747129810 | Y | 7 |  |  | https://assetserver.net/_assets/_prop65/shortform cancerandreprod_midat.jpg | CN-China | Power | Accessories |  |  | 0 | Compact design takes up minimal space inside racks | Fast, easy mounting with reusable, space-saving clips | Includes local meter with bright LED display | 9' cord with SignalSAFE&trade; wire to avoid magnetic interference |  | 45.000 x 2.000 x 2.000
Accessories | Middle Atlantic | PDT-2020C-NS | PD THIN,1-20A CIR,20 OUT,CORD | 452 | 406.8 | [8 empty] | 656747065385 | Y | 6.01 | https://assetserver.net/_assets/middle atlantic/1000/pdt2020cns.jpg |  | https://assetserver.net/_assets/_prop65/shortform cancerandreprod_midat.jpg | CN-China | Power | Accessories |  |  | 0 | Plug/Connector Type: NEMA 5-20P | Receptacles: 20 x NEMA 5-20R | Cord Length: 9 ft | Circuit Breaker: Yes | Height: 72.8" | 75.250 x 4.000 x 3.000 | Compact, quick-mount design takes up minimal space inside racks
Accessories | Middle Atlantic | PDT-2020C-RN | 20 OUT,20A,SRG&NFY,CORD | 489 | 440.1 | [8 empty] | 656747129780 | Y | 6.5 |  |  | https://assetserver.net/_assets/_prop65/shortform cancerandreprod_midat.jpg | CN | Power | Accessories |  |  | 0 | Plug/Connector Type: NEMA L5-20P | Receptacles: 20 x NEMA 5-20R | Cord Length: 9 ft | Maximum Input Current: 20 A | Form Factor: Rack-mountable | 75.000 x 4.000 x 3.000 | PDT Series Thin Power Strips take up minimal space inside a rack and feature a unique design that allows for isolated ground configurability. Dual circuit models can be configured to operate as a single circuit and all models are factory assembled for easy installation.
Accessories | Middle Atlantic | PDT-2020TL-M-NS | 20 OUT,20A,METER,T/LOCK | 782 | 703.8 | [8 empty] | 656747129827 | Y | 7 |  |  | https://assetserver.net/_assets/_prop65/shortform cancerandreprod_midat.jpg | CN-China | Power | Accessories |  |  | 0 | Plug/Connector Type: NEMA L5-20P | Receptacles: 20 x NEMA 5-20R | Cord Length: 9 ft | Maximum Input Current: 20 A | Product Color: Black Anodized | 75.000 x 4.000 x 3.000 | The Middle Atlantic PDT-2020TL-M-NS is a low-profile vertical power strip that gives you more outlets without sacrificing valuable rack space. Equipped with a Twist Lock Plug, it ensures a secure connection, preventing accidental disconnections of your power cord. This PDU mounts discreetly in the back of the rack, placing outlets directly next to the equipment that needs power. With a thin chassis, the PDT-2020TL-M-NS maximizes space efficiency while still providing ample power, featuring 20 outlets to accommodate multiple devices. It includes mounting hardware for quick installation, and it's compatible with all styles of Middle Atlantic rack rail brackets. This makes setup a breeze, so you can focus on creating an exceptional AV experience. The local meter with a bright LED display continuously shows the amperage being drawn by the connected equipment, keeping you informed of your power usage. The 9ft SignalSAFE power cord minimizes potential interference from AC magnetic fields, ensuring clean, stable power. Whether you're managing AV systems or complex setups, the PDT-2020TL-M-NS is a reliable and space-saving solution for your power distribution needs.
Accessories | Middle Atlantic | PDT-2020TL-NS | PD THIN,1-20A CIR,20 OUT,TL CORD | 501 | 450.9 | [8 empty] | 656747065392 | Y | 7 |  |  | https://assetserver.net/_assets/_prop65/shortform cancerandreprod_midat.jpg | CN | Power | Accessories |  |  | 0 | Plug/Connector Type: NEMA L5-20P | Receptacles: 20 x NEMA 5-20R | Cord Length: 9 ft | Circuit Breaker: Yes | Maximum Input Current: 20 A | 75.000 x 4.000 x 3.000 | Get more outlets without giving up rack space. With a thin chassis, the Select Series PDT Low Profile Vertical Power Strip mounts unobtrusively in the back of the rack while still placing outlets right next to the equipment it needs to power. The PDT comes with mounting hardware to snap the PDU right into place. A no brainer for your AV system! And we will let you in on a secret - the PDTs mount to every style of Middle Atlantic rack rail brackets. Plug it in, feel confident, and simply focus on creating an amazing AV experience. 20 Amp power distribution unit & 20 Outlets. Corded 9ft cable. Lacking space in your rack for power? Thin design takes up minimal space inside racks while still allowing each piece of vital equipment to receive the power it needs. Make installation easy as one, two, clip. The mounting hardware is included and takes no time to snap the PDU on to the rack (plus the clip are reusable!) Worried about interference? The corded models use a SignalSAFE wire which minimizes potential interference from AC magnetic fields from other equipment in the rack.
Accessories | Middle Atlantic | PDT-2X1015 | PD THIN,2-15A CIR,20 OUT,1/2 KO | 489 | 440.1 | [8 empty] | 656747065347 | Y | 4.8 | https://assetserver.net/_assets/middle atlantic/1000/pdt2x1015.jpg |  | https://assetserver.net/_assets/_prop65/shortform cancerandreprod_midat.jpg | CN-China | Power | Accessories |  |  | 0 | Small size uses a minimum of space | Dual circuit models can be field configured to operate as a single circuit | Unique design of hardwired models allows for isolated ground configurability in the field | Saves time - ships fully assembled with all needed accessories including cable management clips | Outlets are spaced to provide enough room for plug-in power supplies | 74.000 x 3.000 x 2.000 | High density thin power distribution shall be Middle Atlantic Products model # PDT-2X1015 with 20 outlets and 15 amps. Thin power distribution shall be 73-1/4" long x 1" deep x 1.3" wide. J-Box shall be 2.1" deep x 2.58". Thin power distribution shall feature 20 NEMA 5-15R outlets. PDT Series shall feature a black anodized finish. Regular and top feed models shall be provided to accommodate installations where ground prongs must be positioned at the top of each outlet. PDT Series shall feature field configurable single or dual circuits. PDT Series shall feature field configurable isolated ground. PDT shall include a permanently installed supplementary grounding and bonding stud. PDT Series shall be ETL listed to UL Standard 1363 in the US and to CAN/CSA C22.2 #21 in Canada. PDT shall be GREENGUARD Indoor Air Quality Certified for Children and Schools. PDT shall be RoHS EU Directive 2002/95/EC compliant. PDT shall be manufactured by an ISO 9001 registered company. PDT shall be warrantied to be free from defects in material or workmanship under normal use and conditions for a period of three years.
Accessories | Middle Atlantic | PDT-2X1015S | PDT 2-15A CIR 20OUT 1/2 KO TOP W/SMALL JBOX | 465 | 418.5 | [8 empty] | 656747223464 | Y | 1 |  |  | https://assetserver.net/_assets/_prop65/shortform cancerandreprod_midat.jpg | CN-China | Power | Accessories |  |  | 0 | Compact design takes up minimal space inside racks | Unique design allows for isolated ground configurability | Fast, easy mounting with reusable, space-saving clips | Includes surge protection | J-box termination
Accessories | Middle Atlantic | PDT-2X1020 | PD THIN,2-20A CIR,20 OUT,1/2KO | 562 | 505.8 | [8 empty] | 656747065330 | Y | 5.45 | https://assetserver.net/_assets/middle atlantic/1000/pdt2x1020.jpg |  | https://assetserver.net/_assets/_prop65/shortform cancerandreprod_midat.jpg | CN-China | Power | Accessories |  |  | 0 | [5 empty] | 3.000 x 3.000 x 48.000 | PDT Series Thin Power Strips take up minimal space inside a rack and feature a unique design that allows for isolated ground configurability. Dual circuit models can be configured to operate as a single circuit and all models are factory assembled for easy installation.
Accessories | Middle Atlantic | PDT-2X1020T | PDT 2-20A CIR 20OUT 1/2 KO TOP | 562 | 505.8 | [8 empty] | 656747073007 | Y | 6 |  |  | https://assetserver.net/_assets/_prop65/shortform cancerandreprod_midat.jpg | CN | Power | Accessories |  |  | 0 | Plug/Connector Type: Hardwired | Receptacles: 20 x NEMA 5-20R | Circuit Breaker: Yes | Maximum Input Current: 20 A | Form Factor: Vertical | 76.000 x 3.000 x 4.000 | The Middle Atlantic PDT-2X1020T is designed to provide more outlets without sacrificing rack space. This model features dual circuits to meet the power demands of your equipment. With its thin chassis, the Select Series PDT Low Profile Vertical Power Strip with Dual Circuit mounts unobtrusively in the back of the rack, placing outlets right next to the equipment it powers. The PDT comes with mounting hardware that allows you to snap the PDU right into place, making it a no-brainer for your AV system. Plus, it mounts to every style of Middle Atlantic rack rail brackets, ensuring compatibility and ease of use. This power strip offers 20 amps and 20 outlets, making it ideal for setups where space is at a premium. The thin design takes up minimal space inside racks while still allowing each piece of vital equipment to receive the power it needs. This ensures that your AV system remains organized and efficient, without compromising on performance or accessibility. Installation is straightforward and quick, thanks to the included mounting hardware. The PDU can be snapped onto the shelf in no time, and the clips are reusable, adding to the convenience. Additionally, the junction box termination for power cables is located at the top, making cable management easier and more efficient. With the Middle Atlantic PDT-2X1020T, you can plug it in, feel confident, and focus on creating an amazing AV experience.
Accessories | Middle Atlantic | PDT-2X320 | 6 OUTLETS,2X20A,JBOX | 440 | 396 | [8 empty] | 656747191701 | Y | 5 |  |  | https://assetserver.net/_assets/_prop65/shortform cancerandreprod_midat.jpg | CN-China | Power | Accessories |  |  | 0 | Slim low-profile design requires minimum space | Up to 20 outlets depending on model | Lightweight aluminum chassis | Field configurable single or dual circuits available inboth 15 & 20 amp models | Field configurable isolated ground models available | 34.000 x 4.000 x 3.000 | Get more outlets without giving up rack space with the Middle Atlantic PDT-2X320 Select Series Low Profile Vertical Power Strip with Dual Circuit. This model is designed to meet the power demands of your equipment with dual circuits, ensuring reliable performance. Its thin chassis allows it to mount unobtrusively in the back of the rack, placing outlets right next to the equipment it needs to power. The PDT-2X320 comes with mounting hardware that makes installation a breeze. Simply snap the PDU into place and enjoy the convenience of having power outlets readily accessible. This power strip is compatible with every style of Middle Atlantic rack rail brackets, making it a versatile addition to your AV system. Plug it in, feel confident, and focus on creating an amazing AV experience. With 20 amps and 6 outlets, the PDT-2X320 offers ample power for your vital equipment. Its thin design takes up minimal space inside racks, ensuring that each piece of equipment receives the power it needs without compromising on space. The junction box termination for power cables adds to the ease of installation, making it a no-brainer for any AV setup.
Accessories | Middle Atlantic | PDT-2X520 | 10 OUTLET,2X20A,JBOX | 465 | 418.5 | [8 empty] | 656747191718 | Y | 3.8 |  |  | https://assetserver.net/_assets/_prop65/shortform cancerandreprod_midat.jpg | CN-China | Power | Accessories |  |  | 0 | Slim low-profile design requires minimum space | Up to 20 outlets depending on model | Lightweight aluminum chassis | Field configurable single or dual circuits available in both 15 & 20 amp models | Field configurable isolated ground models available | 47.000 x 4.000 x 3.000 | <p>Compact, quick-mount design takes up minimal space inside racks</p> <ul> <li>Compact design takes up minimal space inside racks</li> <li>Unique design allows for isolated ground configurability</li> <li>Fast, easy mounting with reusable, space-saving clips</li> <li>Includes surge protection</li> <li>J-box termination</li> </ul>
Accessories | Middle Atlantic | PDT-2X615S | 12 OUTLETS,2X15A,JBOX | 367 | 330.3 | [8 empty] | 656747191725 | Y | 2.9 | https://assetserver.net/_assets/middle atlantic/1000/pdt2x615s.jpg |  | https://assetserver.net/_assets/_prop65/shortform cancerandreprod_midat.jpg | CN-China | Power | Accessories |  |  | 0 | Receptacles: 12 x NEMA 5-15R | Circuit Breaker: Yes | Product Color: Black | Form Factor: Rack-mountable | Height: 30" | 33.000 x 4.000 x 3.000 | PDT Series Thin Power Strips take up minimal space inside a rack and feature a unique design that allows for isolated ground configurability. Dual circuit models can be configured to operate as a single circuit and all models are factory assembled for easy installation.
Accessories | Middle Atlantic | PDT-2X815 | 16 OUTLETS,2X15A,JBOX | 440 | 396 | [8 empty] | 656747191763 | Y | 4.6 |  |  | https://assetserver.net/_assets/_prop65/shortform cancerandreprod_midat.jpg | CN-China | Power | Accessories |  |  | 0 | Compact, quick-mount design takes up minimal space inside racks | Compact design takes up minimal space inside racks | Unique design allows for isolated ground configurability | Fast, easy mounting with reusable, space-saving clips | Includes surge protection | 64.000 x 4.000 x 3.000 | <b>PDT Strips are now available for every rack system.</b><br /><br />PDT Series Thin Power Strips take up minimal space inside a rack and feature a unique design that allows for isolated ground configurability. <br /><br />Dual circuit models can be configured to operate as a single circuit and all models are factory assembled for easy installation.<br /> <ul> <li>Small size uses a minimum of space</li> <li>Dual circuit models can be field configured to operate as a single circuit</li> <li>Unique design allows for isolated ground configurability in the field</li> <li>Saves time - ships fully assembled with all needed accessories including cable management clips</li> <li>Outlets are spaced to provide enough room for plug-in power supplies</li> <li>Top feed models with J-Box on the top of the power strip, available to meet code requirements in select areas</li> <li>Easy to order - a single part number includes all needed accessories Mounts easily with provided clips</li> <li>15 Amp models are prewired with 12-gauge wiring and can be attached to a 20 Amp branch circuit</li> <li>Surge protected models include LEDs for convenient local status indication, and also have dry contact closure for remote status notification</li> <li>Metered models include high visibility red LED display; indicates current to tenths of Amps</li> <li>Corded models feature SignalSAFE(&trade;) cords to virtually eliminate AC magnetic fields</li> <li>NRTL Listed in the US and Canada</li> </ul>
Accessories | Middle Atlantic | PDT-2X820 | 16 OUTLETS,2X20A,JBOX | 538 | 484.2 | [8 empty] | 656747191770 | Y | 4.9 |  |  | https://assetserver.net/_assets/_prop65/shortform cancerandreprod_midat.jpg | CN-China | Power | Accessories |  |  | 0 | Compact design takes up minimal space inside racks | Unique design allows for isolated ground configurability | Fast, easy mounting with reusable, spaceÂ­saving clips | Includes surge protection | JÂ­box termination | 4.000 x 63.000 x 3.000 | The Middle Atlantic PDT-2X820 is designed to provide more outlets without sacrificing rack space. This model features dual circuits to meet the power demands of your equipment. With its thin chassis, the Select Series PDT Low Profile Vertical Power Strip with Dual Circuit mounts unobtrusively in the back of the rack, placing outlets right next to the equipment it powers. The PDT comes with mounting hardware that allows you to snap the PDU right into place, making it a no-brainer for your AV system. Plus, it mounts to every style of Middle Atlantic rack rail brackets, ensuring compatibility and ease of use. This power strip offers 20 amps and 16 outlets, making it ideal for setups where space is at a premium. The thin design takes up minimal space inside racks while still allowing each piece of vital equipment to receive the power it needs. This ensures that your AV system remains organized and efficient, without compromising on performance or accessibility. Installation is straightforward and quick, thanks to the included mounting hardware. The PDU can be snapped onto the shelf in no time, and the clips are reusable, adding to the convenience. Additionally, the junction box termination for power cables makes cable management easier and more efficient. With the Middle Atlantic PDT-2X820, you can plug it in, feel confident, and focus on creating an amazing AV experience.
Accessories | Middle Atlantic | PDT-615C | 6 OUTLETS,15A,CORD,SURGE | 318 | 286.2 | [8 empty] | 656747191688 | Y | 3.1 | https://assetserver.net/_assets/middle atlantic/1000/pdt615c.jpg |  | https://assetserver.net/_assets/_prop65/shortform cancerandreprod_midat.jpg | CN-China | Power | Accessories |  |  | 0 | Plug/Connector Type: NEMA 5-15P | Receptacles: 6 x NEMA 5-15R | Cord Length: 9 ft | Circuit Breaker: Yes | Form Factor: Rack-mountable | 3.250 x 34.000 x 3.000 | PDT Series Thin Power Strips take up minimal space inside a rack and feature a unique design that allows for isolated ground configurability. Dual circuit models can be configured to operate as a single circuit and all models are factory assembled for easy installation.
Accessories | Middle Atlantic | PDT-615C-NS | 6 OUTLETS,15A,CORD,NS | 258 | 232.2 | [8 empty] | 656747198922 | Y | 3.5 |  |  | https://assetserver.net/_assets/_prop65/shortform cancerandreprod_midat.jpg | US | Power | Accessories |  |  | 0 | Compact design takes up minimal space inside racks | Fast, easy mounting with reusable, spaceÂ­saving clips | 9' cord with SignalSAFE&trade; wire to avoid magnetic interference |  |  | 33.000 x 3.000 x 3.000 | Get more outlets without giving up rack space. With a thin chassis, the Select Series PDT Low Profile Vertical Power Strip mounts unobtrusively in the back of the rack while still placing outlets right next to the equipment it needs to power. The rack mounted power unit comes with mounting hardware to snap the PDU right into place. A no brainer for your AV system! And we will let you in on a secret - the PDTs mount to every style of Middle Atlantic rack rail brackets. Plug it in, feel confident, and simply focus on creating an amazing AV experience. 15 Amps & 6 Outlets rack mounted power. Corded 9ft cable. Lacking space in your rack for power? Thin design takes up minimal space inside racks while still allowing each piece of vital equipment to receive the power it needs. Make installation easy as one, two, clip. The mounting hardware is included and takes no time to snap the PDU on to the rack (plus the clip are reusable!) Worried about interference? The corded models use a SignalSAFE wire which minimizes potential interference from AC magnetic fields from other equipment in the rack.
Accessories | Middle Atlantic | PDT-620C-NS | 6 OUTLETS,20A,CORD,NS | 294 | 264.6 | 2 | [6 empty] | 2 | 656747191695 | Y | 3.95 |  |  | https://assetserver.net/_assets/_prop65/shortform cancerandreprod_midat.jpg | CN-China | Power | Accessories |  |  | 0 | Compact design takes up minimal space inside racks | Fast, easy mounting with reusable, spaceÂ­saving clips | 9' cord with SignalSAFE&trade; wire to avoid magnetic interference |  |  | 35.000 x 4.000 x 3.000 | Get more outlets without giving up rack space. With a thin chassis, the Select Series PDT Low Profile Vertical Power Strip mounts unobtrusively in the back of the rack while still placing outlets right next to the equipment it needs to power. The rack mounted power unit comes with mounting hardware to snap the PDU right into place. A no brainer for your AV system! And we will let you in on a secret - the PDTs mount to every style of Middle Atlantic rack rail brackets. Plug it in, feel confident, and simply focus on creating an amazing AV experience. 20 Amps & 6 Outlets rack mounted power. Corded 9ft cable. Lacking space in your rack for power? Thin design takes up minimal space inside racks while still allowing each piece of vital equipment to receive the power it needs. Make installation easy as one, two, clip. The mounting hardware is included and takes no time to snap the PDU on to the rack (plus the clip are reusable!) Worried about interference? The corded models use a SignalSAFE wire which minimizes potential interference from AC magnetic fields from other equipment in the rack.
Accessories | Middle Atlantic | PDW-12X220J | 24 OUTLET,12X20A,POWER W/JBOX | 1465 | 1318.5 | [8 empty] | 656747117558 | Y | 15 |  |  | https://assetserver.net/_assets/_prop65/shortform cancerandreprod_midat.jpg | US | Power | Accessories |  |  | 0 | Plug/Connector Type: Hardwired | Receptacles: 24 x AC Power | Minimum Input Current: 20 A | Form Factor: Vertical | Height: 61.5" | 63.800 x 6.000 x 4.500 | For high capacity, multi-circuit applications that require multiple capacities within one unit, the PDW Series provides the customization flexibility you need. Up to 20 circuits and 15, 20, 30 Amps available. Custom configured power strips ideal for power-hungry installations. Up to 20 circuits in one strip, with up to 40 receptacles. Choice of isolated or standard ground. Choice of receptacle type, orientation, color, and labeling. Custom laser markings for circuit identification. Custom laser engraved messaging and logos on request. On-line configurator supports planning and ordering.
Accessories | Middle Atlantic | PDX-615C | 15A 6 OUT MULTI-STAGE SURGE COMPACT | 448 | 403.2 | [8 empty] | 656747396427 | Y | 5.1 | https://assetserver.net/_assets/middle atlantic/1000/pdx615c.jpg |  | https://assetserver.net/_assets/_prop65/ca prop 65 short form label.jpg | MY | Power | Accessories |  |  | 0 | 15A with (6) NEMA 5-15R Outlets | Oh Snap! It's Compact! | The compact design of this NEXSYS PDU is perfect for "behind-the-display" applications, especially digital signage. | It's very flexible. | The NEXSYS Compact PDU includes (2) mounting options for mounting flexibility, a clamp and L-brackets. | 2.000 x 1.000 x 2.000
Accessories | Middle Atlantic | PWR-16-V | ESSEX 16 OUTLET,15A VERTICAL POWER STRIP,CORDED,33" | 231 | 207.9 | [8 empty] | 656747240157 | Y | 3.4 | https://assetserver.net/_assets/middle atlantic/1000/pwr16v.jpg |  | https://assetserver.net/_assets/_prop65/shortform cancerandreprod_midat.jpg | CN | Power | Accessories |  |  | 0 | Plug/Connector Type: NEMA 5-15P | Receptacles: 16 x NEMA 5-15R | Cord Length: 9 ft | Circuit Breaker: Yes | Input Voltage: 120 V AC | 35.500 x 4.500 x 2.250 | Essex Vertical Power Strips provide affordable power distribution options, feature a compact profile and are designed for use in Essex racks.
Accessories | Middle Atlantic | PWR-24-V | ESSEX 24 OUTLET,15A VERTICAL POWER STRIP,CORDED,60" | 258 | 232.2 | [8 empty] | 656747240164 | Y | 5 | https://assetserver.net/_assets/middle atlantic/1000/pwr24v.jpg |  | https://assetserver.net/_assets/_prop65/shortform cancerandreprod_midat.jpg | US | Power | Accessories |  |  | 0 | Plug/Connector Type: NEMA 5-15P | Receptacles: 24 x AC Power | Cord Length: 9 ft | Circuit Breaker: Yes | Input Voltage: 120 V AC | 62.500 x 4.500 x 2.380 | Essex Vertical Power Strips provide affordable power distribution options, feature a compact profile and are designed for use in Essex racks.
Accessories | Middle Atlantic | PWR-8-V | ESSEX 8 OUTLET,15A VERTICAL POWER STRIP,CORDED,18" | 168 | 151.2 | 2 | [6 empty] | 2 | 656747240140 | Y | 2.4 | https://assetserver.net/_assets/middle atlantic/1000/pwr8v.jpg |  | https://assetserver.net/_assets/_prop65/shortform cancerandreprod_midat.jpg | CN | Power | Accessories |  |  | 0 | Plug/Connector Type: NEMA 5-15P | Receptacles: 8 x AC Power | Cord Length: 9 ft | Circuit Breaker: Yes | Input Voltage: 120 V AC | 20.750 x 4.250 x 2.380 | Essex Vertical Power Strips provide affordable power distribution options, feature a compact profile and are designed for use in Essex racks.
Accessories | Middle Atlantic | PWR-9-RP | ESSEX 9 OUTLET,15A RACK MOUNT SURGE AND FILTER UNIT | 195 | 175.5 | [8 empty] | 656747240133 | Y | 5.3 |  |  | https://assetserver.net/_assets/_prop65/shortform cancerandreprod_midat.jpg | CN-China | Power | Accessories |  |  | 0 | Plug/Connector Type: NEMA 5-15P | Receptacles: 9 x AC Power | Cord Length: 9 ft | Input Voltage: 120 V AC | Maximum Input Current: 15 A | 21.000 x 7.250 x 3.500 | Essex Rackmount Power units provide affordable power distribution in a compact, rackmount form factor. Designed for use in Essex racks, these rackmount units feature surge protection and filtering.
Accessories | Middle Atlantic | PWR-9-RPM | ESSEX 9OUT,15A RKMNT SURGE AND FILTER W/METER | 258 | 232.2 | [8 empty] | 656747240591 | Y | 1 |  |  | https://assetserver.net/_assets/_prop65/shortform cancerandreprod_midat.jpg | CN | Power | Accessories |  |  | 0 | PDU Type: Switched | Plug/Connector Type: NEMA 5-15P | Receptacle Type: AC Power | Receptacle Detail: 9 x AC Power | Protection Type: Surge Protection | 21.000 x 7.250 x 4.250 | Essex Rackmount Power units provide affordable power distribution in a compact, rackmount form factor. Designed for use in Essex racks, these rackmount units feature surge protection and filtering.
Accessories | Middle Atlantic | RLM-15-1CA | 15A CONTROLLED MODULE,CORD | 320 | 288 | [8 empty] | 656747190704 | Y | 4.2 |  |  | https://assetserver.net/_assets/_prop65/shortform cancerandreprod_midat.jpg | US | Power | Accessories |  |  | 0 | Receptacle Type: NEMA 5-15R | Receptacles Detail: 2 x NEMA 5-15R | Current Rating: 15 A | Product Color: Black Powder Coat | Product Material: Steel | 22.000 x 7.000 x 4.000 | The Middle Atlantic RLM-15-1CA is a versatile remote power module designed to fit seamlessly into MPR raceways. This stand-alone module comes pre-installed in an MPR-style enclosure and includes an attached power cord, making it ready to use straight out of the box. It offers a fast and flexible solution to a variety of installation challenges, ensuring efficient and reliable power management for your setup.
Accessories | Middle Atlantic | RLM-15A | 8"MPR 15A CONTROL MODULE | 246 | 221.4 | [8 empty] | 656747190575 | Y | 1.1 | https://assetserver.net/_assets/middle atlantic/1000/rlm15a.jpg |  | https://assetserver.net/_assets/_prop65/shortform cancerandreprod_midat.jpg | CN-China | Power | Accessories |  |  | 0 | Receptacles: 2 x NEMA 5-15R | Input Voltage: 110 V AC | Limited Warranty: 1 Year |  |  | 9.000 x 4.000 x 3.000 | Switchable power modules allow quick and easy shop or field wiring of vertical power raceways. A complete selection of 15 Amp, 20 Amp and NEW! 30 Amp modules allows the installer to configure each raceway to fit an application, with single or multiple circuits and a choice of control options. Powered through 115 VAC 60Hz input voltage, all modules utilize a unique, #12 (20 Amp) wire with genderless 30 Amp coupler to daisy-chain AC power to other modules on the same circuit. Modules fit MPR Series raceways, are manufactured from 18-gauge steel and feature a durable black powder coat finish.
Accessories | Middle Atlantic | RLM-20A | 8"MPR 20A CONTROL MODULE | 271 | 243.9 | [8 empty] | 656747190582 | Y | 1.25 |  |  | https://assetserver.net/_assets/_prop65/shortform cancerandreprod_midat.jpg | CN-China | Power | Accessories |  |  | 0 | Remote power modules fit in MPR raceway | Fast, flexible solution to many installation challenges |  |  |  | 9.000 x 3.000 x 3.500 | <p>Full-featured RLM Series Modules can be switched remotely via contact closure by any control system that provides normally open, normally closed, maintained control, as well as with the local switch provided (factory default is normally open). Units provide contact closure status output, and include a local status LED. M Series Modules are always on and cannot be switched remotely unless used in conjunction with a RLM Series module and JMS Series master / slave jumper. Modules with remote control shall be controlled by the Middle Atlantic USC-6R controller, MPR-SEQA sequencer or by any control system that provides contact closure outputs (depending on module selected).</p>
Accessories | Middle Atlantic | RLM-20A-SP | MPR 20A CONTROLLED RACEWAY MOD W/SERIES PROT | 733 | 659.7 | [8 empty] | 656747215780 | Y | 3.4 |  |  | https://assetserver.net/_assets/_prop65/shortform cancerandreprod_midat.jpg | CN | Power | Accessories |  |  | 0 | The industry's only vertical power strip to offer series type, non-degrading surge protection | The industry's only field-configurable strip to offer series type surge protection | Provides Series Protection&trade; to all cascading modules in each circuit | Module sits on top of raceway channel to allow circuit wiring between modules and unimpeded connection to the termination | 12 year warranty | 13.500 x 4.250 x 3.500 | Series Protection&trade; Modular Power Raceway modules enable the industry's fastest-responding series surge protection within the company's configurable vertical power strip system. With the ability to provide series type, non-degrading surge protection to all modules integrated within the MPR raceway, Series Protection modules offer flexibility for protecting all connected equipment.
Accessories | Middle Atlantic | RLM-20IGA | 8"MPR 20A ISO CONTROL MODULE | 283 | 254.7 | [8 empty] | 656747190599 | Y | 0.9 |  |  | https://assetserver.net/_assets/_prop65/shortform cancerandreprod_midat.jpg | CN-China | Power | Accessories |  |  | 0 | Remote power modules fit in MPR raceways | Fast, flexible solution to many installation challenges |  |  |  | 9.000 x 3.750 x 3.250
Accessories | Middle Atlantic | RLM30-L520-1 | 20AMP,120V MPR W/TWISTLOCK | 796 | 716.4 | [8 empty] | 656747059797 | Y | 10.1 |  |  | https://assetserver.net/_assets/_prop65/shortform cancerandreprod_midat.jpg | US-United States | Power | Accessories |  |  | 0 | Country of Origin: United States |  |  |  |  | 13.000 x 5.000 x 3.500
Accessories | Middle Atlantic | RLM30-L530-1 | 30AMP,120V MPR W/TWISTLOCK | 848 | 763.2 | [8 empty] | 656747057656 | Y | 3.7 |  |  | https://assetserver.net/_assets/_prop65/shortform cancerandreprod_midat.jpg | US-United States | Power | Accessories |  |  | 0 | Receptacles: NEMA L5-30R | Height: 3.1" | Width: 11.6" | Depth: 2.6" | Weight (Approximate): 3 lb | 25.000 x 5.000 x 8.000 | 30 Amp MPR Series Stand Alone Power Modules provide switchable power distribution for components requiring 30 Amp power. These modules can be controlled locally or remotely by using Middle Atlantic Products universal sequencing controller, model #USC-6R or by any controller that sends 12 volt DC or contact closure outputs.</b> <ul> <li>Power modules feature integral arc suppression for increased contact life and dual 30 Amp relays for intrinsic reliability</li> <li>Modules incorporate -inchsoft-inch start functionality to prevent high in-rush current</li> <li>Mounts in rack or on any surface</li> <li>Finished in a durable black powder coat</li> <li>1/2-inch and 3/4-inch KOs are located on the sides and bottom for wiring to power source</li> <li>UL Listed in the US and Canada</li> </ul>
Accessories | Middle Atlantic | RLM-30TL-HWIGA | 30A ISOLATED GROUND CONTROLLED RACEWAY MODULE | 563 | 506.7 | [8 empty] | 656747208980 | Y | 1.1 |  |  | https://assetserver.net/_assets/_prop65/shortform cancerandreprod_midat.jpg | US-United States | Power | Accessories |  |  | 0 | Current Rating: 30 A |  |  |  |  | 13.000 x 5.000 x 3.500
Accessories | Middle Atlantic | RLNK-1015V | 15A,10 OUTLET,IP CONTROLLED VERTICAL POWER | 550 | 495 | [8 empty] | 656747275333 | Y | 4 | https://assetserver.net/_assets/middle atlantic/1000/rlnk1015v.jpg | https://assetserver.net/_assets/middle atlantic/pdf/rlnk1015v-spec.pdf | https://assetserver.net/_assets/_prop65/shortform cancerandreprod_midat.jpg | US | Power | Accessories |  |  | 0 | Individual IP outlet control of up to 4 outlets (10 outlets total) | Control startÂ­up or shutÂ­down with remote sequencing | Easy setÂ­up and control through RackLink user interface | Multiple IP autoping and recovery ensuring optimal system functionality | MOV surge and spike protection | 42.000 x 3.500 x 3.000 | Select Series Vertical PDU with RackLink&trade; simplifies installation and reduces the cost of service by providing intelligent power optimized for AV systems. Available in this low profile, vertical design as well as other options in versatile compact and traditional rackmount form factors, Select Series PDU with RackLink extends control from traditional enclosures to hard to reach displays and everything in between. All form factors are enabled with RackLink technology, creating a simple and cost effective solution that puts intelligent control of power distribution at<br />your fingertips, anywhere in the world. <br /><br />With intuitive setup and operation, pre­emptive problem notification and automatic problem resolution, Select Series PDU with RackLink ensures system reliability and uptime. The ability to choose to control locally or virtually, via third party control system or cloud ensures system uptime and reliability while maximizing your productivity.
Accessories | Middle Atlantic | RLNK-1615V | 15A,16 OUTLET,IP CONTROLLED VERTICAL POWER | 795 | 715.5 | [8 empty] | 656747275326 | Y | 3.65 | https://assetserver.net/_assets/middle atlantic/1000/rlnk1615v.jpg | https://assetserver.net/_assets/middle atlantic/pdf/rlnk1615v-spec.pdf | https://assetserver.net/_assets/_prop65/shortform cancerandreprod_midat.jpg | CN-China | Power | Accessories |  |  | 0 | Individual IP outlet control of up to 8 outlets (16 outlets total) | Control startÂ­up or shutÂ­down with remote sequencing | Easy setÂ­up and control through RackLink user interface | Multiple IP autoping and recovery ensuring optimal system functionality | MOV surge and spike protection | 73.000 x 3.500 x 3.750 | Select Series Vertical PDU with RackLink&trade; simplifies installation and reduces the cost of service by providing intelligent power optimized for AV systems. Available in this vertical design as well as other options in versatile compact and traditional rackmount form factors, Select Series PDU with RackLink extends control from traditional enclosures to hard to reach displays ­ and everything in between. All form factors are enabled with RackLink technology, creating a simple and cost effective solution that puts intelligent control of power distribution at your fingertips, anywhere in the world. With intuitive setup and operation, pre­emptive problem notification and automatic problem resolution, Select Series PDU with RackLink ensures system reliability and uptime. The ability to choose to control locally or virtually, via third party control system or cloud ensures system uptime and reliability while maximizing your productivity.
Accessories | Middle Atlantic | RLNK-215 | 15A,2 OUTLET,IP CONTROLLED POWER,COMPACT | 477 | 429.3 | 3 | 3 | [6 empty] | 656747275296 | Y | 3 | https://assetserver.net/_assets/middle atlantic/1000/rlnk215.jpg | https://assetserver.net/_assets/middle atlantic/pdf/rlnk215-spec.pdf | https://assetserver.net/_assets/_prop65/shortform cancerandreprod_midat.jpg | CN-China | Power | Accessories |  |  | 0 | Individual IP outlet control of up to 2 outlets (2 outlets total) | Control startÂ­up or shutÂ­down with remote sequencing | Easy setÂ­up and control through RackLink user interface | Multiple IP autoping and recovery ensuring optimal system functionality | MOV surge and spike protection | 4.750 x 7.750 x 2.500 | Select Series Compact PDU with RackLink&trade; simplifies installation and reduces the cost of service by providing intelligent power optimized for AV systems. Available in this versatile, compact design as well as other options in new vertical and traditional rackmount form factors, Select Series PDU with RackLink extends control from traditional enclosures to hard to reach displays ­ and everything in between. All form factors are enabled with RackLink technology, creating a simple and cost effective solution that puts intelligent control of power distribution at your fingertips, anywhere in the world. With intuitive setup and operation, pre­emptive problem notification and automatic problem resolution, Select Series PDU with RackLink ensures system reliability and uptime. The ability to choose to control locally or virtually, via third party control system or cloud ensures system uptime and reliability while maximizing your productivity.
Accessories | Middle Atlantic | RLNK-415R | 15A,4 OUTLET,IP CONTROLLED RACKMOUNT POWER | 611 | 549.9 | [8 empty] | 656747275302 | Y | 6.5 | https://assetserver.net/_assets/middle atlantic/1000/rlnk415r.jpg | https://assetserver.net/_assets/middle atlantic/pdf/rlnk415r-spec.pdf | https://assetserver.net/_assets/_prop65/shortform cancerandreprod_midat.jpg | CN-China | Power | Accessories |  |  | 0 | Individual IP outlet control of up to 8 outlets | Full and half-rack form factors | Multiple IP autoping and recovery ensuring optimal system functionality | Control start-up or shut-down with remote sequencing | Easy set-up and control through RackLink user interface | 13.000 x 13.500 x 5.500 | value-oriented, intelligent outlet offering that is as versatile as your system and universally controlled
Accessories | Middle Atlantic | RLNK-420R | 20A4 OUTIP CTRL POWER | 672 | 604.8 | [8 empty] | 656747395499 | Y | 0 | https://assetserver.net/_assets/middle atlantic/1000/rlnk420r.jpg | https://assetserver.net/_assets/middle atlantic/pdf/rlnk420r-spec.pdf |  | CN-China | Power | Accessories |  |  | 0 | Slim form factor is easily concealed behind displays and dvLED tile walls | Includes mounting bracket for on-wall installation | 4 Outlets, 20 Amps | 2-Stage MOV Surge Protection | 24/7/365 connectivity with the RackLink Remote Management System to monitor everything plugged into the PDU |  | Monitor Your Digital Signage Installations. Middle Atlantic’s compact Premium+ PDU with RackLink is a best-in-class solution for digital signage installations. Premium+ protects system from power anomalies that can damage sensitive displays or dvLED tiles and offers robust remote monitoring/logging capabilities via IP connectivity to ensure ultimate up-time. This means that you and your customers can feel confident that all eyes are seeing the messaging as expected.
Accessories | Middle Atlantic | RPS | REMOTE POWER SWITCH | 290 | 261 | [8 empty] | 656747064111 | Y | 2 |  |  | https://assetserver.net/_assets/_prop65/shortform cancerandreprod_midat.jpg | US-United States | Power | Accessories |  |  | 0 | Controllable Function: Power Control | Product Color: Black | Height: 1.5" | Width: 3.5" | Depth: 3.3" | 20.000 x 6.000 x 3.000 | The new RPS Series Remote Power Control provides the ability to power complete 15 Amp systems on and off without the need to access equipment. Perfect for installations where it is desirable to keep users from having the ability to make any adjustments, the RPS Series Power control mounts in the face of select racks, and is also available to mount in a single space panel or UCP Series Universal Connector Panel. Available keylocked when security is a concern, or a switched model for non-secure areas, the RPS has been tested in the most demanding situations and is ETL Listed in the US and Canada for safety. The RPS fits in any Decora&reg; opening, features removable ears and can also be mounted to any flat surface.
Accessories | Middle Atlantic | RPS-K | REMOTE POWER KEY SWITCH | 310 | 279 | [8 empty] | 656747064128 | Y | 2.3 | https://assetserver.net/_assets/middle atlantic/1000/rpsk.jpg |  | https://assetserver.net/_assets/_prop65/shortform cancerandreprod_midat.jpg | US-United States | Power | Accessories |  |  | 0 | Product Color: Black Powder Coat | Application/Usage: Classroom | Application/Usage: Office | Country of Origin: United States |  | 20.000 x 6.000 x 3.000
Accessories | Middle Atlantic | T-24X6 | 24 TAILS - 6 PACK | 180 | 162 | [8 empty] | 656747035418 | Y | 1 | https://assetserver.net/_assets/middle atlantic/1000/t24x6.jpg |  | https://assetserver.net/_assets/_prop65/shortform cancerandreprod_midat.jpg | US | Power | Accessories |  |  | 0 | First End Connector Type: MPR | First End Connector Detail: 1 x MPR | Device Supported: Power Strip | Device Supported: Module | Cord Length: 2 ft | 6.000 x 4.000 x 2.000 | <p>T Series tails connect incoming power to a single circuit within a raceway. One tail required per circuit. Each tail features a pre-terminated connector that plugs into a module at one end, and wire tails for J-Box connection on the other. Sold in packs of 6.</p> <ul> <li>Connect MPR series power strips to incoming power</li> <li>Note: one tail is required per circuit</li> <li>Each tail has MPR genderless connector on one end, wire tails on the other</li> <li>Sold in packs of 6 pieces</li> </ul>
Accessories | Middle Atlantic | T-80X6 | 80 TAILS - 6 PACK | 340 | 306 | [8 empty] | 656747035432 | Y | 3.5 |  |  | https://assetserver.net/_assets/_prop65/shortform cancerandreprod_midat.jpg | US-United States | Power | Accessories |  |  | 0 | Compatibility: MPR Series | Country of Origin: United States |  |  |  | 13.000 x 7.000 x 3.000
Accessories | Middle Atlantic | UPS-OL3000R | ONLINE UPS 3000VA,120V,60HZ | 6290 | 5661 | [8 empty] | 656747272592 | N | 86.5 |  |  | https://assetserver.net/_assets/_prop65/shortform cancerandreprod_midat.jpg | CN | Power | Accessories |  |  | 0 | Permanent connection to the battery for zero transfer time eliminating system disruptions and guaranteeing maximum uptime | Complete isolation and conditioning of output power with double conversion topology providing the cleanest power possible | Reduced ambient noise with quiet variable speed fans | Longest run time available in this form factor with the capability to add up to 10 expansion battery packs | Front accessible, hot-swappable batteries to eliminate downtime related to UPS power maintenance | 35.000 x 22.000 x 9.500 | <p>When failure is not an option, the Premium Online Series UPS Backup Power Systems provide the cleanest power for mission critical, sensitive, and high-end systems. A completely isolated pure sine wave output provides perfect power free from noise and distortion for optimal system performance while the double conversion topology guarantees maximum system uptime. Front accessible batteries and remote IP management simplify maintenance and put you in control. The Premium Online Series UPS Backup Power Systems have a wide range of capacities, safeguarding any application.</p>
Accessories | Middle Atlantic | UPS-OLEBPR-1 | ONLINE UPS EXPANSION BATT PACK 2200/3000VA | 2798 | 2518.2 | [8 empty] | 656747272615 | Y | 105.5 |  |  | https://assetserver.net/_assets/_prop65/shortform cancerandreprod_midat.jpg | CN-China | Power | Accessories |  |  | 0 | Maximum Battery Recharge Time: 5 Hour | Height: 3.5" | Width: 19" | Depth: 22.2" | Weight (Approximate): 97 lb | 35.000 x 22.000 x 9.500
Accessories | Middle Atlantic | UPS-OLEBPR-2 | ONLINE UPS EXPANSION BATT PACK 1500VA | 2233 | 2009.7 | [8 empty] | 656747272608 | Y | 65.5 |  |  | https://assetserver.net/_assets/_prop65/shortform cancerandreprod_midat.jpg | CN-China | Power | Accessories |  |  | 0 | Battery Characteristics: Maintenance-free/Sealed | Hot Swappable: Yes | Maximum Battery Recharge Time: 5 Hour | Output Voltage: 36 V DC | Weight (Approximate): 50.60 lb | 22.500 x 21.500 x 9.500
Accessories | Middle Atlantic | UPS-OLIPCARD | ONLINE UPS NETWORK INTERFACE CARD | 710 | 639 | [8 empty] | 656747276255 | Y | 1 |  |  | https://assetserver.net/_assets/_prop65/shortform cancerandreprod_midat.jpg | US-United States of America | Power | Accessories |  |  | 0 | Management: UPS Monitoring | Environmentally Friendly: Yes | Environmental Certification: GREENGUARD | Country of Origin: China | Country of Origin: China | 6.300 x 6.500 x 2.250 | <p>Adds network functions to Premium Online UPS models.</p> <ul> <li>Premium Online UPS Network Interface Card allows web-based communication and control</li> </ul>
Accessories | Middle Atlantic | UPS-OLRBP-1 | ONLINE UPS REPLACEMENT BATT PACK #1 | 1220 | 1098 | [8 empty] | 656747272622 | Y | 7.05 |  |  | https://assetserver.net/_assets/_prop65/shortform cancerandreprod_midat.jpg | CN-China | Power | Accessories |  |  | 0 | Compatibility: <p><b>Middle Atlantic</b><b> Premium Online Series UPS:</b></p> <ul> <li>UPS-OL2200R</li> <li>UPS-OL3000R</li> </ul> | Environmentally Friendly: Yes | Environmental Certification: GREENGUARD | Limited Warranty: 2 Year | Limited Warranty: 2 Year | 12.000 x 9.750 x 2.750 | <p>When failure is not an option, the Premium Online Series UPS Backup Power Systems provide the cleanest power for mission critical, sensitive, and high-end systems. A completely isolated pure sine wave output provides perfect power free from noise and distortion for optimal system performance while the double conversion topology guarantees maximum system uptime. Front accessible batteries and remote IP management simplify maintenance and put you in control. The Premium Online Series UPS Backup Power Systems have a wide range of capacities, safeguarding any application.</p> <ul> <li>This replacement battery pack is compatible with UPS-OL2200R and UPS-OL3000R models</li> <li>Front panel access for easy battery pack replacement</li> </ul>
Accessories | Middle Atlantic | UPS-OLRBP-2 | ONLINE UPS REPLACEMENT BATT PACK #2 | 1220 | 1098 | [8 empty] | 656747272639 | Y | 14.1 |  |  | https://assetserver.net/_assets/_prop65/shortform cancerandreprod_midat.jpg | CN-China | Power | Accessories |  |  | 0 | Hot Swappable: Yes | Compatibility: <p>Middle Atlantic Premium Online 2.2/3kVA UPS</p> | Environmentally Friendly: Yes | Environmental Certification: GREENGUARD | Limited Warranty: 2 Year | 17.130 x 12.500 x 3.130
Accessories | Middle Atlantic | UPS-OLRBP-3 | ONLINE UPS REPLACEMENT BATT PACK #3 | 660 | 594 | [8 empty] | 656747272646 | Y | 21.1 |  |  | https://assetserver.net/_assets/_prop65/shortform cancerandreprod_midat.jpg | CN | Power | Accessories |  |  | 0 | Compatibility: <p>Middle Atlantic Premium Online Series UPS-OL1500R</p> | Environmentally Friendly: Yes | Environmental Certification: GREENGUARD | Limited Warranty: 2 Year | Limited Warranty: 2 Year | 18.750 x 14.250 x 6.500
Accessories | Middle Atlantic | UPS-OLRBP-4 | ONLINE UPS REPLACEMENT BATT PACK #4 | 710 | 639 | [8 empty] | 656747272653 | Y | 25.4 |  |  | https://assetserver.net/_assets/_prop65/shortform cancerandreprod_midat.jpg | CN-China | Power | Accessories |  |  | 0 | Compatibility: <p>Middle Atlantic Premium Online Series UPS-OL1500R</p> | Environmentally Friendly: Yes | Environmental Certification: GREENGUARD | Limited Warranty: 2 Year | Limited Warranty: 2 Year | 18.750 x 14.250 x 6.500
Accessories | Middle Atlantic | UPS-RBP | UPS REPLACEMENT BATTERY PACK | 1040 | 936 | [8 empty] | 656747109232 | Y | 32 | https://assetserver.net/_assets/middle atlantic/1000/upsrbp.jpg |  | https://assetserver.net/_assets/_prop65/shortform cancerandreprod_midat.jpg | US | Power | Accessories |  |  | 0 | Hot Swappable: Yes | Backup/Run Time: 0.43 Hour Full Load | Battery Capacity: 9000 mAh | Output Voltage: 12 V DC | Compatibility: <b>Middle Atlantic UPS:</b><br><ul><li>UPS-1000R</li><li>UPS-2200R</li></ul> | 17.000 x 13.000 x 7.000 | Premium Series UPS Batteries can be hot swapped for simplified maintenance
Accessories | Middle Atlantic | UPS-S1500R | Select Series UPS Backup power, 2RU, 1500VA | 1776 | 1598.4 | [8 empty] | 656747237171 | Y | 55.1 |  |  | https://assetserver.net/_assets/_prop65/shortform cancerandreprod_midat.jpg | CN-China | Power | Accessories |  |  | 0 | Bank control of outlets for simple system reboot | Simulated sine wave output waveform | 8ms transfer time | Automatic Voltage Regulation | Non-critical load shedding | 21.500 x 20.500 x 11.500 | Select Series UPS Backup Systems are a competitively priced option for ensuring uptime of equipment in the event of a power outage or power anomaly. Select UPSs are designed for both AV and Security applications. Plug it in, feel confident, and simply focus on creating an amazing AV experience. The control you need to remotely monitor the uptime of your equipment. If remote monitoring and control of the UPS is necessary for your AV system, you can achieve that with an optional IP card. Quality protection without the price tag. Select UPSs use a simulated sine wave, keeping the cost down while keeping your equipment protected and powered. Make the switch (almost instantly.) In just 8ms of a power outage or anomaly, the UPS will transfer equipment to battery power. Prevent the silent death of your equipment. Over and under voltage slowly degrade your equipment and shorten its lifespan. With automatic voltage regulation (AVR), the UPS will switch to battery and power your equipment till the voltage returns to a normal level. Choose which equipment to prioritize. With separate critical and non-critical outlet banks, should an extended power outage occur, the UPS will cease powering the non-critical equipment via load shedding. Protect your equipment. Each UPS comes with basic surge protection and EMI filtering. Stay in the know. An LED status indicator on the front of the UPS assures you your equipment is still being powered, and alerts you of low battery level, or of battery overload. Replace the battery pack with ease. The hot-swappable battery pack can be easily replaced via the front panel for easy service without disrupting the system.
Accessories | Middle Atlantic | UPS-S2200R | STANDARD UPS 2200VA,120V,60HZ | 2150 | 1935 | 18 | 4 |  |  |  |  | 8 | 6 | 656747237164 | Y | 62 |  | https://assetserver.net/_assets/middle atlantic/pdf/upss2200r-spec.pdf | https://assetserver.net/_assets/_prop65/shortform cancerandreprod_midat.jpg | CN-China | Power | Accessories |  |  | 0 | Bank control of outlets for simple system reboot | Simulated sine wave output waveform | 8ms transfer time | Automatic Voltage Regulation | Non-critical load shedding | 21.500 x 20.500 x 11.500 | <p>Select Series UPS models are available in compact form factors when space is at a premium, and in a wide range of capacities to support a wide range of installations. All models are available with web-enabled IP control.</p>
Accessories | Middle Atlantic | UPS-S500R | STANDARD UPS 500VA,120V,60HZ | 1030 | 927 | [8 empty] | 656747237195 | Y | 20.4 |  |  | https://assetserver.net/_assets/_prop65/shortform cancerandreprod_midat.jpg | CN-China | Power | Accessories |  |  | 0 | Transfer Time: 8 ms | EMI/RFI Noise Filter: Yes | Load Capacity: 500 VA | Waveform Type: Simulated Sine Wave | Status Indicators: <p>LED</p> | 20.500 x 13.000 x 6.000 | <p>Select Series UPS models are available in compact form factors when space is at a premium, and in a wide range of capacities to support a wide range of installations. All models are available with web-enabled IP control.</p> <ul> <li>Bank control of outlets for simple system reboot</li> <li>Simulated sine wave output waveform</li> <li>8ms transfer time</li> <li>Automatic Voltage Regulation</li> <li>Non-critical load shedding</li> <li>Surge protection and EMI filtering</li> <li>LED status indicators</li> <li>Battery pack easily replaced via front panel</li> </ul>
Accessories | Middle Atlantic | UPX-2000R-2 | 2000VA 120V UPS LOCAL BANK CONTROL | 3422 | 3079.8 | [8 empty] | 656747395598 | Y | 71 |  | https://assetserver.net/_assets/middle atlantic/pdf/upx2000r2-spec.pdf | https://assetserver.net/_assets/_prop65/ca prop 65 short form label.jpg | CN-China | Power | Accessories |  |  | 0 | 8 outlets-Bank Controlled option with (2) 4 outlet banks-Individually Controlled options for all 8 outlets via RackLink&trade; | 8 outlets-Bank Controlled option with (2) 4 outlet banks-Individually Controlled options for all 8 outlets via RackLink&trade; | All NEXSYS UPSs have a Pure Sine Wave output and AVR (automatic voltage regulation) providing the cleanest power to your connected equipment, especially the most sensitive equipment | All NEXSYS UPSs have a Pure Sine Wave output and AVR (automatic voltage regulation) providing the cleanest power to your connected equipment, especially the most sensitive equipment | Everything is assembled and connected right from the factory saving you time during your installations-Rack ears are pre-installed with the "4-Post" mounting brackets ready to be rack mounted even if you have a 3rd pair of rackrail-The battery is alrea... | 29.500 x 23.500 x 8.000 | NEXSYS is built on a promise that we’ve kept for over two decades – more than half the life of the company – that our power products are designed, engineered, and built for AV. It’s one thing to say it, it’s another thing to prove it. And our NEXSYS Line Interactive UPSs prove it, we promise. They are built with premium components to keep your AV systems running as smoothly as you’d expect.
Accessories | Middle Atlantic | UPX-OL2000R-2 | 2000VA 120V OL UPS LOCAL BANK CONTROL | 5256 | 4730.4 | [8 empty] | 656747397820 | Y | 52.6 |  | https://assetserver.net/_assets/middle atlantic/pdf/upxol2000r2-spec.pdf |  | CN | Power | Accessories |  |  | 0 | 2000VA, 20 Amp | 8 Outlets with Bank Control, (2) outlet banks with 4 outlets each | Everything is assembled and connected right from the factory saving you time during your installations - Rack ears are pre-installed with the “4-Post” mounting brackets ready to be rack mounted even if you have a 3rd pair of rackrail | Customization is a Breeze. The NEXSYS Power Management Software on your PC allows you to customize and configure various settings and notifications if you don’t like our default settings - we won’t be offended | “NEXSYS, alert me when…”. Set reminders or notifications for things like battery replacement, etc. via email or on the UPS | 35.000 x 22.000 x 9.500 | NEXSYS is built on a promise that we’ve kept for over two decades – more than half the life of the company – that our power products are designed, engineered, and built for AV. It’s one thing to say it, it’s another thing to prove it. And our NEXSYS Line Interactive UPSs prove it, we promise. They are built with premium components to keep your AV systems running as smoothly as you’d expect.
Accessories | Middle Atlantic | UPX-RLNK-CARD | UPX RACKLINK NETWORK CARD | 800 | 720 | [8 empty] | 656747395666 | Y | 0.4 |  | https://assetserver.net/_assets/middle atlantic/pdf/upxrlnkcard-spec.pdf | https://assetserver.net/_assets/_prop65/ca prop 65 short form label.jpg | CN | Power | Accessories |  |  | 0 | [5 empty] | 25.500 x 22.000 x 8.000 | The NEXSYS UPS RackLink Network Card provides the industry's premier remote management system to your power backup systems. Use the RackLink Discovery Tool on your on PC, Apple or Android devices and connect directly to the UPS.
Accessories | Middle Atlantic | UPX-RLNK-OL1000R-2 | 1000VA 120V OL UPS RLNK BANK CONTROL | 3667 | 3300.3 | [8 empty] | 656747397844 | Y | 39 | https://assetserver.net/_assets/middle atlantic/1000/upxrlnkol1000r2.jpg | https://assetserver.net/_assets/middle atlantic/pdf/upxrlnkol1000r2-spec.pdf |  | CN | Power | Accessories |  |  | 0 | 1000VA | 15 Amp | 8 Outlets with Bank Control (2) outlet banks with 4 outlets each | An Out-of-Box(y) Experience. Everything is assembled and connected right from the factory saving you time during your installations | Rack ears are pre-installed with the “4-Post” mounting brackets ready to be rack mounted even if you have a 3rd pair of rackrail. The battery is already connected so just plug it in | 24.000 x 22.000 x 8.000 | NEXSYS is built on a promise that we’ve kept for over two decades – more than half the life of the company – that our power products are designed, engineered, and built for AV. It’s one thing to say it, it’s another thing to prove it. And our NEXSYS Line Interactive UPSs prove it, we promise. They are built with premium components to keep your AV systems running as smoothly as you’d expect. Control Concepts Supported Product Have the confidence that our modules and plug-ins are developed and backed by Control Concepts, the premier software developer for the AV industry.
Accessories | Middle Atlantic | USC-6R | RACKMOUNT SEQUENCE CONTROLLER | 1161 | 1044.9 | 2 | 1 |  |  |  |  | 1 |  | 656747035449 | Y | 9.55 |  | https://assetserver.net/_assets/middle atlantic/pdf/usc6r-spec.pdf | https://assetserver.net/_assets/_prop65/shortform cancerandreprod_midat.jpg | CN-China | Power | Accessories |  |  | 0 | Can be utilized for controlling the PDC-915R-6 and PDC-915R-2 | Provides up to 18 steps of sequencing by joining 3 units | Middle Atlantic USC-6R is rated at 15 Amp | Constructed with hard steel, the controller stands up to the test of time | Ideal for MPR remote power modules as it can provide 6-step sequencing | 22.000 x 13.200 x 3.800 | For sequencing to any AC power distribution system, this Middle Atlantic Rackmount Sequence Controller is curated. It features an interval delay selector of 1, 3, or 6 seconds between steps and four different start delay settings that allows up to 3 USC-6R units to be interconnected to operate as a single, 18-step unit. The black powder coat finish gives it a fine look. This rackmount sequence controller is constructed with premium quality steel, which ensures its long life and optimum performance.
Accessories | Middle Atlantic | USC-K | REMOTE KEY SWITCH WALL PLATE | 264 | 237.6 | [8 empty] | 656747081873 | Y | 0.5 |  |  | https://assetserver.net/_assets/_prop65/shortform cancerandreprod_midat.jpg | US-United States | Power | Accessories |  |  | 0 | Mount Type: Wall Mount | Product Color: Silver | Environmentally Friendly: Yes |  |  | 9.000 x 5.000 x 3.000 | A remote switch or key that provides remote up/down sequence initiation. Status LED indicators are also provided on some switches and connect to our USC-6R Universal Sequencing Controller via a convenient RJ-45 jack and terminal block. Decora&reg; mount switches mount only to Middle Atlantic Products with Decora&reg; shaped openings (panels and racks).
Accessories | Middle Atlantic | USC-KL | REMOTE KEYSWITCH WALL PLATE,LED | 306 | 275.4 | [8 empty] | 656747035456 | Y | 0.6 |  |  | https://assetserver.net/_assets/_prop65/shortform cancerandreprod_midat.jpg | US | Power | Accessories |  |  | 0 | Application/Usage: Sequencing Controller | Compatibility: <p>Middle Atlantic USC-6R Sequencing Controller</p> |  |  |  | 9.000 x 5.000 x 3.000
Accessories | Middle Atlantic | USC-SWL | REMOTE SWITCH WALL PLATE, LED | 254 | 228.6 | [8 empty] | 656747075315 | Y | 0.4 |  |  | https://assetserver.net/_assets/_prop65/shortform cancerandreprod_midat.jpg | US-United States | Power | Accessories |  |  | 0 | Controllable Function: Sequencing Controller | Features: LED Indicator | Form Factor: Wall Mount | Compatibility: <b>Middle Atlantic Devices:</b><br /> <ul> <li>MPR-SEQ</li> <li>MPR-SEQ-1C</li> <li>PDS Series</li> </ul> |  | 9.000 x 5.000 x 3.000